## Sheet1
MANUFACTURER | MODEL | DESCRIPTION | Level 3 Price | Level 2 Price | Level 1 Price | Accredited | Level 4 Only | Comments
2DI | TDVD W/ PDI-1 SENSOR | THERMAVIEWER | 168 | 210 | 227 | YES | NO
2DI | TV2 | THERMAVIEWER | 168 | 210 | 227 | YES | NO
3D | 2000 PSI | PRESSURE GAUGE DIGITAL | 69 | 86 | NA | NO | NO | 2000 PSI
3D | 25255-21B13 | PRESSURE GAUGE | 69 | 86 | NA | NO | NO
3D | 25255-21B51 | PRESSURE GAUGE | 69 | 86 | NA | NO | NO
3D | 25545-21B13-CML | PRESSURE GAUGE | 69 | 86 | NA | NO | NO
3D | 25545-22B13 | PRESSURE GAUGE | 69 | 86 | NA | NO | NO
3D | 25545-23B13 | PRESSURE GAUGE | 69 | 86 | NA | NO | NO
3D | 25545-25B13 | PRESSURE GAUGE | 69 | 86 | NA | NO | NO
3D | 25545-27B13 | PRESSURE GAUGE | 69 | 86 | NA | NO | NO
3D | 25545-29B13 | PRESSURE GAUGE | 69 | 86 | NA | NO | NO
3D | 600 PSI | PRESSURE GAUGE | 69 | 86 | NA | NO | NO | 600 PSI
3M PHOTODYNE | 17XTA | FIBER OPTIC POWER METER | 210 | 263 | NA | NO | NO
3M PHOTODYNE | 17XTF | FIBER OPTIC POWER METER | 210 | 263 | NA | NO | NO
3M PHOTODYNE | 2200XF | FIBER OPTIC POWER METER | 210 | 263 | NA | NO | NO
3M PHOTODYNE | 2A | FIBER OPTIC POWER METER | 210 | 263 | NA | NO | NO
3M SCOTCHTRAK | IR16L3 | IR THERMOMETER | 168 | 210 | NA | NO | NO
3M SCOTCHTRAK | IR-60EXPL2-1 | HEAT TRACER | 168 | 210 | NA | NO | NO
3M SCS STATIC CONTROL | 404 | STATIC CONTROL MAT | 84 | 105 | NA | NO | NO
3M SCS STATIC CONTROL | 625 | SURFACE RESISTIVITY/RTG | 168 | 210 | 227 | YES | NO | MU on Res Rdgs <100 MW
3M SCS STATIC CONTROL | 701 | ESD SURFACE RESISTANCE METER | 168 | 210 | 227 | YES | NO | MU on Res Rdgs <100 MW
3M SCS STATIC CONTROL | 709 | ESD FIELD METER | 168 | 210 | NA | NO | NO
3M SCS STATIC CONTROL | 713 | ESD FIELD METER | 168 | 210 | NA | NO | NO
3M SCS STATIC CONTROL | 716 | ESD WRIST/FOOTSTRAP TESTER | 84 | 105 | NA | NO | NO
3M SCS STATIC CONTROL | 718 | ESD FIELD METER | 168 | 210 | NA | NO | NO
3M SCS STATIC CONTROL | 720 | ESD WORKSTATION MONITOR | 84 | 105 | NA | NO | NO
3M SCS STATIC CONTROL | 722 | ESD WORKSTATION MONITOR | 84 | 105 | NA | NO | NO
3M SCS STATIC CONTROL | 724 | ESD WORKSTATION MONITOR | 84 | 105 | NA | NO | NO
3M SCS STATIC CONTROL | 725 | WRIST STRAP MONITOR | 84 | 105 | NA | NO | NO
3M SCS STATIC CONTROL | 740 | ESD WRIST/FOOTSTRAP TESTER | 84 | 105 | NA | NO | NO
3M SCS STATIC CONTROL | 745 | ESD WRIST STRAP TESTER | 84 | 105 | NA | NO | NO
3M SCS STATIC CONTROL | 746 | ESD WRIST STRAP TESTER | 84 | 105 | NA | NO | NO
3M SCS STATIC CONTROL | 751 | ESD TEST KIT | 0 | 0 | NA | NO | NO | Cal Each Instrument
3M SCS STATIC CONTROL | 752 | ESD TEST KIT | 0 | 0 | NA | NO | NO | Cal Each Instrument
3M SCS STATIC CONTROL | 961 | IONIZING AIR BLOWER | 168 | 210 | NA | NO | NO
3M SCS STATIC CONTROL | 963 | BENCHTOP IONIZER | 168 | 210 | NA | NO | NO
3M SCS STATIC CONTROL | 980 | IONIZED AIR GUN | 168 | 210 | NA | NO | NO
3M SCS STATIC CONTROL | 8501 | ESD MAT | 84 | 105 | NA | NO | NO
3M SCS STATIC CONTROL | 770030 | COMBO WRIST STRAP/FOOTWEAR TESTER | 84 | 105 | NA | NO | NO
3M SCS STATIC CONTROL | 770065 | MONITOR VERIFICATION TESTER | 210 | 263 | NA | NO | NO
3M SCS STATIC CONTROL | 770716 | AIR IONIZER TEST KIT | 168 | 210 | NA | NO | NO
3M SCS STATIC CONTROL | 770717 | AIR IONIZER TEST KIT | 252 | 315 | NA | NO | NO
3M SCS STATIC CONTROL | 770734 | VERIFICATION TESTER | 210 | 263 | NA | NO | NO
3M SCS STATIC CONTROL | 770760 | SURFACE RESISTANCE METER | 168 | 210 | 227 | YES | NO | MU on Res Rdgs <100 MW
3M SCS STATIC CONTROL | 701-M | MEGOHMMETER | 168 | 210 | 227 | YES | NO | MU on Res Rdgs <100 MW
3M SCS STATIC CONTROL | 718A | ESD CHARGING SOURCE | 168 | 210 | NA | NO | NO
3M SCS STATIC CONTROL | 724 PLUS | WORKSTATION MONITOR | 84 | 105 | NA | NO | NO
3M SCS STATIC CONTROL | 724VK | ESD WORKSTATION MONITOR VERIFICATION KIT | 210 | 263 | 284 | YES | NO | MU P/F Res Values
3M SCS STATIC CONTROL | 724VK2 | VERIFICATION TESTER | 210 | 263 | 284 | YES | NO | MU P/F Res Values
3M SCS STATIC CONTROL | 725VK | ESD WRIST STRAP VERIFICATION KIT | 210 | 263 | 284 | YES | NO | MU P/F Res Values
3M SCS STATIC CONTROL | 727VK | ESD WRIST STRAP VERIFICATION KIT | 210 | 263 | 284 | YES | NO | MU P/F Res Values
3M SCS STATIC CONTROL | CT-8700 | DUAL FOOT TESTER | 84 | 105 | NA | NO | NO
3M SCS STATIC CONTROL | CT-8900 | ESD WRIST/FOOTSTRAP TESTER | 84 | 105 | NA | NO | NO
3M SCS STATIC CONTROL | CTM051/GROUND | GROUND INTEGRITY METER | 168 | 210 | 227 | YES | NO | MU on Res Rdgs <100 MW
3M SCS STATIC CONTROL | CTM082 | ESD EVENT DETECTOR | 168 | 210 | NA | NO | NO
3M SCS STATIC CONTROL | HURRICANE-300 | IONIZING AIR BLOWER | 168 | 210 | NA | NO | NO
3M SCS STATIC CONTROL | IR-60EXPL2-1 | HEAT TRACER | 168 | 210 | NA | NO | NO
3M SCS STATIC CONTROL | IT-7000 | IONIZING AIR BLOWER | 168 | 210 | NA | NO | NO
3M SCS STATIC CONTROL | QUESTEMP 36 | THERMAL ENVIROMENT MONITOR | 0 | 0 | NA | NO | NO | Vendor Only
3M SCS STATIC CONTROL | RT-1000 | ESD SURFACE RESISTANCE METER | 168 | 210 | 227 | YES | NO | MU on Res Rdgs <100 MW
3M SCS STATIC CONTROL | S-12744 | ESD WORKSTATION MAT | 84 | 105 | NA | NO | NO
3M SCS STATIC CONTROL | SCC-625 | ESD SURFACE RESISTANCE METER | 168 | 210 | 227 | YES | NO | MU on Res Rdgs <100 MW
3M SCS STATIC CONTROL | WSMONITOR1 | CONTSTANT WRIST ESD MONITOR | 84 | 105 | NA | NO | NO
3PS INC. | M44.45x1.75 | THREAD PLUG GAUGE GO | 69 | 86 | NA | NO | NO
3PS INC. | M57.25x1.75 | THREAD PLUG GAUGE GO | 69 | 86 | NA | NO | NO
A&D | EK-120G | SCALE, DIGITAL 120G | 207 | 259 | NA | NO | NO
A&D | FC-1000 | SCALE | 207 | 259 | NA | NO | NO | 1000 g
A&D | FC-10K | SCALE | 124 | 155 | NA | NO | NO | 10 KG
A&D | FC-2000 | SCALE | 124 | 155 | NA | NO | NO | 2000 g
A&D | FC-20K | SCALE | 124 | 155 | NA | NO | NO | 20 KG
A&D | FC-31K | SCALE | 124 | 155 | NA | NO | NO | 31 KG
A&D | FC-500 | SCALE | 207 | 259 | 279 | YES | NO | 500 g Accredited up to 300 g
A&D | FC-5000 | SCALE | 124 | 155 | NA | NO | NO | 5000 g
A&D | FC-50K | SCALE | 207 | 259 | NA | NO | NO | 50 KG - In Lab Only
A&D | FG-150KB | SCALE LARGE | 207 | 259 | NA | NO | NO | 150 KG - In Lab Only
A&D | FG-60KB | SCALE | 207 | 259 | NA | NO | NO | 60 KG - In Lab Only
A&D | FX-3000i | SCALE | 124 | 155 | NA | NO | NO | 3200 g
A&D | GH-120 | SCALE ANALYTICAL BALANCE | 207 | 259 | 279 | YES | NO | 120 g
A&D | HM-120 | SCALE ANALYTICAL BALANCE | 207 | 259 | 279 | YES | NO | 120 g
A&D | HW-100KGV | SCALE | 207 | 259 | NA | NO | NO | 100 KG - In Lab Only
A&D | PV-100 | SCALE | 207 | 259 | 279 | YES | NO | 100 g
A&D | PV-200 | SCALE | 207 | 259 | 279 | YES | NO | 200 g
A&D | PV-500 | SCALE | 207 | 259 | 279 | YES | NO | 500 g Accredited up to 300 g
A&D | PV-60 | SCALE | 207 | 259 | 279 | YES | NO | 60 g
A&D | SV-200 | SCALE ,DIGITAL | 207 | 259 | 279 | YES | NO | 200 g
A&D | SV-610 | SCALE | 207 | 259 | NA | NO | NO | 610 g
A.W. SPERRY/SPERRY | DM-2A | DMM HANDHELD | 126 | 158 | 170 | YES | NO
A.W. SPERRY/SPERRY | DM-350A | DMM HANDHELD | 126 | 158 | 170 | YES | NO
A.W. SPERRY/SPERRY | DM-4100A | DMM HANDHELD | 126 | 158 | 170 | YES | NO
A.W. SPERRY/SPERRY | DM-5300 | DMM HANDHELD | 126 | 158 | 170 | YES | NO
A.W. SPERRY/SPERRY | DM-6100 | DMM HANDHELD | 126 | 158 | 170 | YES | NO
A.W. SPERRY/SPERRY | DSA-2003 | DMM HANDHELD | 126 | 158 | 170 | YES | NO
A.W. SPERRY/SPERRY | DSA-500 | CLAMP METER | 126 | 158 | 170 | YES | NO
A.W. SPERRY/SPERRY | DSA600TRMS | CLAMP METER | 126 | 158 | 170 | YES | NO
AAI CORP | AN/UPM-145 | RADAR TEST SET | 1512 | 1890 | NA | NO | NO
ABAR | HR-26 | OVEN HIGH TEMP FURNACE | 462 | 578 | NA | NO | NO
ABBEON | AB167B | HUMIDITY METER | 242 | 303 | NA | NO | NO
ACCEL INSTRUMENTS | TS200 | DC POWER SUPPLY | 185 | 231 | 250 | YES | NO
ACCEL INSTRUMENTS | TS250 | WAVEFORM AMPLIFIER | 252 | 315 | 340 | YES | NO | MU Vin & Vout Only. Gain Not Accred.
ACCO | 2316-0 | PRESSURE GAUGE | 69 | 86 | NA | NO | NO | 5000 PSI
ACCO WILSON INSTRUMENT | MODEL 4 | HARDNESS TESTER | 117 | 146 | NA | NO | NO
ACCU-GAUGE | .535-40 UNS 2B | THREAD PLUG GAUGE GO NOGO | 69 | 86 | NA | NO | NO
ACCU-GAUGE | 1 1/16-20 UN-2B | THREAD PLUG GAUGE GO NOGO | 69 | 86 | NA | NO | NO
ACCU-GAUGE | 1 1/8-12 UNF-2B | THREAD PLUG GAUGE GO NOGO | 69 | 86 | NA | NO | NO
ACCU-GAUGE | 1.035-40 UNS-2B | THREAD PLUG GAUGE GO NOGO | 69 | 86 | NA | NO | NO
ACCU-GAUGE | 1/2-28 UNEF-2B | THREAD PLUG GAUGE GO NOGO | 69 | 86 | NA | NO | NO
ACCU-GAUGE | 12-24 STI 2B | THREAD PLUG GAUGE GO NOGO | 69 | 86 | NA | NO | NO
ACCU-GAUGE | 13/16-20 UNEF-2B | THREAD PLUG GAUGE GO NOGO | 69 | 86 | NA | NO | NO
ACCU-GAUGE | 2-56 UNC-2B | THREAD PLUG GAUGE GO NOGO | 69 | 86 | NA | NO | NO
ACCU-GAUGE | 3.750-12 UN 2B | THREAD PLUG GAUGE GO | 69 | 86 | NA | NO | NO
ACCU-GAUGE | 3/8-28 UN-2B | THREAD PLUG GAUGE GO NOGO | 69 | 86 | NA | NO | NO
ACCU-GAUGE | 3/8-40 UNS-2B | THREAD PLUG GAUGE GO NOGO | 69 | 86 | NA | NO | NO
ACCU-GAUGE | 5/8-11 STI 2B | THREAD PLUG GAUGE GO NOGO | 69 | 86 | NA | NO | NO
ACCU-GAUGE | 7/16-20 UNJF-3A | THREAD RING GAUGE NOGO | 69 | 86 | NA | NO | NO
ACCU-GAUGE | 7/8-14 UNF-2B | THREAD PLUG GAUGE GO NOGO | 69 | 86 | NA | NO | NO
ACCU-GAUGE | M13.5x1.0 6H L/H | THREAD PLUG GAUGE GO NOGO | 69 | 86 | NA | NO | NO
ACCU-GAUGE | M14.5x1.0 6H | THREAD PLUG GAUGE GO NOGO | 69 | 86 | NA | NO | NO
ACCU-GAUGE | M14.5x1.0 6H L/H | THREAD PLUG GAUGE GO NOGO | 69 | 86 | NA | NO | NO
ACCU-GAUGE | M15x1.0 6H | THREAD PLUG GAUGE GO NOGO | 69 | 86 | NA | NO | NO
ACCU-GAUGE | M16x0.75 6H | THREAD PLUG GAUGE GO NOGO | 69 | 86 | NA | NO | NO
ACCU-GAUGE | M16x1.0 6H L/H | THREAD PLUG GAUGE GO NOGO | 69 | 86 | NA | NO | NO
ACCU-GAUGE | M16x1.0-6H | THREAD PLUG GAUGE GO NOGO | 69 | 86 | NA | NO | NO
ACCU-GAUGE | M16X1.0-6H L/H | THREAD PLUG GAUGE GO NOGO | 69 | 86 | NA | NO | NO
ACCU-GAUGE | M16x2.0 STI 4H5H | THREAD PLUG GAUGE GO NOGO | 69 | 86 | NA | NO | NO
ACCU-GAUGE | M3x0.5 4H5H STI | THREAD PLUG GAUGE GO NOGO | 69 | 86 | NA | NO | NO
ACCU-GAUGE | M4x0.7-6g | THREAD PLUG GAUGE GO NOGO | 69 | 86 | NA | NO | NO
ACCU-GAUGE | M6x1.0 6H | THREAD PLUG GAUGE GO NOGO | 69 | 86 | NA | NO | NO
ACCU-GAUGE | M7x0.5 6H | THREAD PLUG GAUGE GO NOGO | 69 | 86 | NA | NO | NO
ACCU-GAUGE | M8x0.75 6G | THREAD PLUG GAUGE GO NOGO | 69 | 86 | NA | NO | NO
ACCU-GAUGE | M8X0.75-6G | THREAD PLUG GAUGE GO NOGO | 69 | 86 | NA | NO | NO
ACCULAB | LT-3200 | SCALE | 124 | 155 | NA | NO | NO | 3200 g
ACCULAB | V-1200 | SCALE | 207 | 259 | NA | NO | NO | 1200 g
ACCULAB | V1-6 Kg | SCALE | 124 | 155 | NA | NO | NO | 6 Kg
ACCULAB | V-600 | SCALE | 207 | 259 | 279 | YES | NO | 600 g Accredited up to 300 g
ACCULAB | VI-1200 | SCALE ANALYTICAL BALANCE | 207 | 259 | NA | NO | NO | 1200 g
ACCULAB | VIC-212 | SCALE | 207 | 259 | 279 | YES | NO | 200 g
ACCULAB | VIC-6KG | SCALE | 124 | 155 | NA | NO | NO | 6 KG
ACCUPRO | 06534051 | ROCKWELL HARDNESS TESTER | 117 | 146 | NA | NO | NO
ACCUPRO | 0.008" | INDICATOR TEST | 69 | 86 | NA | NO | NO
ACCUPRO | 0.030" | INDICATOR TEST | 69 | 86 | NA | NO | NO
ACCUPRO | 0.050"-4.00" | GAUGE BLOCK SET, 81 PIECE | 552 | 690 | NA | NO | NO | 81 pc
ACCUPRO | 0-1" | MICROMETER BLADE | 69 | 86 | 93 | YES | NO | 1 INCH
ACCUPRO | 1127AG | CHAMFER GAUGE | 69 | 86 | NA | NO | NO
ACCUPRO GOLD | GRADE B | GAUGE BLOCK SET | 414 | 518 | NA | NO | NO | 31 to 40 PC
ACCUPRO GOLD | GRADE B | GAUGE BLOCK SET | 552 | 690 | NA | NO | NO | 80 to 90 PC
ACCU-SEAL | 675TC-20-DB | VACUUM SEALER | 126 | 158 | 170 | YES | NO
ACCUSPLIT | 601X | STOPWATCH | 126 | 158 | NA | NO | NO
ACCUTECK | A-ST85C | SCALE | 124 | 155 | NA | NO | NO | 85 LB
ACCU-WEIGH | 150 Lb x 8 Oz | FORCE GAUGE | 138 | 173 | NA | NO | NO | 150 LB
ACCU-WEIGH | T-50 | FORCE GAUGE | 138 | 173 | NA | NO | NO | 50 LB
ACCVACS | TSS2000 | HEAT SEALER | 126 | 158 | 170 | YES | NO
ACDC ELECTRONICS | EL301 | DC POWER SUPPLY | 185 | 231 | 250 | YES | NO
ACDC ELECTRONICS | EL750B | DC ELECTRONIC LOAD | 210 | 263 | 284 | YES | NO | Current Accredited up to 20 Amps
ACE | 2137966 | RULER TAPE MEASURE | 69 | 86 | NA | NO | NO
ACL | 375 | RESISTIVITY METER | 168 | 210 | 227 | YES | NO | MU on Res Rdgs <100 MW
ACL | 390 | ESD SURFACE RESISTANCE METER | 168 | 210 | 227 | YES | NO | MU on Res Rdgs <100 MW
ACL | 395 | Resistivity Meter | 168 | 210 | 227 | YES | NO | MU on Res Rdgs <100 MW
ACL | 475 | RESISTIVITY METER | 168 | 210 | 227 | YES | NO | MU on Res Rdgs <100 MW
ACL | 700 | ESD WRIST/FOOTSTRAP TESTER | 84 | 105 | NA | NO | NO
ACL | 750 | ESD WRIST/FOOTSTRAP TESTER | 84 | 105 | NA | NO | NO
ACL | 800 | MEGOHMMETER | 168 | 210 | 227 | YES | NO | MU on Res Rdgs <100 MW
ACL | 300B | ESD FIELD METER | 168 | 210 | NA | NO | NO
ACL | ACL390 | ESD SURFACE RESISTANCE METER | 168 | 210 | 227 | YES | NO | MU on Res Rdgs <100 MW
ACO PACIFIC | 3116 | VIBRATION METER | 154 | 193 | NA | NO | NO
ACR | SMART READER PLUS 6 | DATALOGGER | 294 | 368 | 397 | YES | NO
ACRATORK | L2 | FORCE GAUGE | 138 | 173 | NA | NO | NO
ACT | GOLD-IBT | AMMETER BATTERY TESTER | 168 | 210 | 227 | YES | NO
ACURITE | 00325W | HUMIDITY TEMP METER | 242 | 303 | NA | NO | NO
ACU-RITE | -60 - 140 F | CHART RECORDER TEMP | 252 | 315 | 340 | YES | NO
ACU-RITE | UNKNOWN | HUMIDITY TEMP CHART RECORDER | 242 | 303 | NA | NO | NO
ADAM | LBK12A | SCALE | 124 | 155 | NA | NO | NO | 12 LB
ADAM EQUIPMENT | CB 8W | BALANCE | 207 | 259 | NA | NO | NO
ADAM EQUIPMENT | CBC8A | SCALE (8 LBS) | 124 | 155 | NA | NO | NO
ADAM EQUIPMENT | CPWPLUS 200 | SCALE | 207 | 259 | NA | NO | NO | 440 LB 200 KG
ADAM EQUIPMENT | CPW PLUS | BENCH TOP SCALE | 207 | 259 | NA | NO | NO
ADVANCED DEVICES | ST-5 | SMART TWEEZERS (HAND HELD LCR METER) | 210 | 263 | NA | NO | NO
ADVANCED DEVICES | ST5S | LCR METER TWEEZERS | 210 | 263 | NA | NO | NO
ADVANCED ENERGY | 3152288-000 | GENCAL METER | 0 | 0 | NA | NO | NO | OEM Cal Only
ADVANCED ENERGY | 3152290-000 | RF POWER SENSOR | 0 | 0 | NA | NO | NO | OEM Cal Only
ADVANCED ENERGY | 3152291-000 | RF POWER SENSOR | 0 | 0 | NA | NO | NO | OEM Cal Only
ADVANCED ENERGY | RFX-600 | RF SIGNAL GENERATOR HIGH POWER | 336 | 420 | NA | NO | NO
ADVANTECH | USB-4718 | DATALOGGER TEMP THERMOCOUPLE | 294 | 368 | 397 | YES | NO
ADVANTEST | R3465 | RF SPECTRUM ANALYZER | 672 | 840 | NA | NO | NO
ADVANTEST | R3765CG 2 PORT | RF NETWORK ANALYZER | 756 | 945 | NA | NO | NO | Verify # of Ports
ADVANTEST | R3765CG 4 PORT | RF NETWORK ANALYZER | 840 | 1050 | NA | NO | NO | Verify # of Ports
ADVANTEST | R6551E | DMM BENCHTOP HIGH ACC | 210 | 263 | 284 | YES | NO
ADVANTEST | R6871E | DMM BENCHTOP HIGH ACC | 210 | 263 | 284 | YES | NO
ADVANTEST | U3741 | RF SPECTRUM ANALYZER | 672 | 840 | NA | NO | NO
ADWEL | PS-2B | DC POWER SUPPLY | 185 | 231 | 250 | YES | NO
AE TECHRON | 7228 | DC ENABLED AC AMPLIFIER | 252 | 315 | NA | NO | NO
AEI | AE75280A | THERMOCOUPLE | 126 | 158 | 170 | YES | NO
AEMC | 1000 | MEGOHMMETER | 168 | 210 | 227 | YES | NO
AEMC | 1026 | MEGOHMMETER | 168 | 210 | 227 | YES | NO
AEMC | 1035 | MEGOHMMETER | 168 | 210 | 227 | YES | NO
AEMC | 1045 | MEGOHMMETER | 168 | 210 | 227 | YES | NO
AEMC | 1060 | MEGOHMMETER | 168 | 210 | 227 | YES | NO
AEMC | 1250 | MEGOHMMETER | 168 | 210 | 227 | YES | NO
AEMC | 3610 | GROUND RESISTANCE TESTER | 210 | 263 | 284 | YES | NO
AEMC | 3620 | RESISTANCE TESTER GROUND | 210 | 263 | 284 | YES | NO
AEMC | 3640 | RESISTANCE TESTER GROUND | 210 | 263 | 284 | YES | NO
AEMC | 3710 | RESISTANCE TESTER GROUND | 210 | 263 | 284 | YES | NO
AEMC | 3711 | RESISTANCE TESTER GROUND | 210 | 263 | 284 | YES | NO
AEMC | 3730 | RESISTANCE METER CLAMP ON | 210 | 263 | 284 | YES | NO
AEMC | 3731 | GROUND TESTER | 210 | 263 | 284 | YES | NO
AEMC | 4610 | RESISTANCE TESTER GROUND | 210 | 263 | 284 | YES | NO
AEMC | 4620 | RESISTANCE TESTER GROUND | 210 | 263 | 284 | YES | NO
AEMC | 5050 | MEGOHMMETER | 252 | 315 | 340 | YES | NO
AEMC | 5060 | MEGOHMETER | 252 | 315 | 340 | YES | NO
AEMC | 5070 | MEGOHMMETER | 252 | 315 | 340 | YES | NO
AEMC | 5100 | MEGOHMMETER | 252 | 315 | 340 | YES | NO
AEMC | 5600 | RESISTANCE MICRO-OHMMETER | 252 | 315 | 340 | YES | NO
AEMC | 6240 | MICRO OHMMETER | 252 | 315 | 340 | YES | NO
AEMC | 6250 | RESISTANCE MICRO-OHMMETER | 252 | 315 | 340 | YES | NO
AEMC | 6255 | RESISTANCE MICRO-OHMMETER | 252 | 315 | 340 | YES | NO
AEMC | 6416 | GROUND TESTER | 210 | 263 | 284 | YES | NO
AEMC | 6417 | CLAMP METER | 210 | 263 | 284 | YES | NO
AEMC | 6503 | MEGOHMMETER | 168 | 210 | 227 | YES | NO
AEMC | 6505 | MEGOHMMETER | 252 | 315 | 340 | YES | NO
AEMC | 6524 | MEGOHMMETER | 168 | 210 | 227 | YES | NO
AEMC | 6527 | MEGOHMETER | 168 | 210 | 227 | YES | NO
AEMC | 6534 | MEGOHMMETER | 168 | 210 | 227 | YES | NO
AEMC | 8335 | AC POWER ANALYZER W CLAMP PROBES | 420 | 525 | 567 | YES | NO
AEMC | 8500 | TRANSFORMER TURN-RATIO TEST SET | 252 | 315 | NA | NO | NO
AEMC | 1000N | MEGOHMMETER | 168 | 210 | 227 | YES | NO
AEMC | 1250N | MEGOHMMETER | 168 | 210 | 227 | YES | NO
AEMC | 275HVD | PROBE HIGH VOLTAGE AC/DC | 168 | NA | NA | NO | NO | LEVEL 4 ONLY
AEMC | 3945-B | AC POWER ANALYZER | 294 | 368 | 397 | YES | NO
AEMC | 5000N | MEGOHMMETER | 252 | 315 | 340 | YES | NO
AEMC | AL834 | DATALOGGER AC CURRENT | 294 | 368 | 397 | YES | NO
AEMC | MA193 | AC CURRENT PROBE | 126 | 158 | 170 | YES | NO
AEMC | OX7104-C | OSCILLOSCOPE SCOPEMETER | 336 | 420 | 454 | YES | NO | 0.10 GHZ
AEMC | PEL103 | POWER AND ENERGY LOGGER | 420 | 525 | NA | NO | NO
AEMC | SDL-A30X | DATALOGGER AC CURRENT | 294 | 368 | 397 | YES | NO
AEMC | SR193 | CLAMP PROBE CURRENT | 126 | 158 | 170 | YES | NO
AEMC | SR601 | AC CURRENT PROBE | 126 | 158 | 170 | YES | NO
AERO INFO | 4751004-1 | TESTER, TEMP CONTROL | 168 | NA | NA | NO | NO
AERO SUPPLY | F80229-16 | TEST SET FIRE LOOP | 168 | NA | NA | NO | NO
AERODYNE LABORATORIES | W5CN | HIPOT TESTER | 252 | 315 | 340 | YES | NO
AEROFORGE | A24008-38 | HYDRAULIC MOTOR TEST BOX | 168 | NA | NA | NO | NO
AEROSPACE | 0.0005" | INDICATOR DIAL | 69 | 86 | NA | NO | NO | 0.0005 INCH
AEROSPACE | 0.030" | INDICATOR TEST | 69 | 86 | NA | NO | NO | 0.030 INCH
AEROSPACE | 0-1" | MICROMETER | 69 | 86 | 93 | YES | NO | 1 INCH
AEROSPACE | 0-24" | CALIPER LARGE | 104 | 130 | 140 | YES | NO | 24 INCH
AEROSPACE | 0-3" | MICROMETER DIGITAL SET | 69 | 86 | 93 | YES | NO | Micrometer Only. Rods Separate
AEROSPACE | 0-4" | MICROMETER DEPTH | 69 | 86 | 93 | YES | NO | 4 INCH
AEROSPACE | 1" | INDICATOR DIAL | 69 | 86 | NA | NO | NO | 1 INCH
AEROSPACE | 12" | CALIPER | 69 | 86 | 93 | YES | NO | 12 INCH
AEROSPACE | 1-2" | MICROMETER | 69 | 86 | 93 | YES | NO | 2 INCH
AEROSPACE | 20" | HEIGHT GAUGE DIGITAL | 124 | 155 | NA | NO | NO | 20 INCH
AEROSPACE | 2-3" | MICROMETER | 69 | 86 | 93 | YES | NO | 3 INCH
AEROSPACE | 24" | HEIGHT GAUGE | 124 | 155 | NA | NO | NO | 24 INCH
AEROSPACE | 3-4" | MICROMETER | 69 | 86 | 93 | YES | NO | 4 INCH
AEROSPACE | 40" | CALIPER LARGE | 104 | 130 | 140 | YES | NO | 40 INCH
AEROSPACE | 6" | CALIPER | 69 | 86 | 93 | YES | NO | 6 INCH
AEROSPACE | 8" | CALIPER | 69 | 86 | 93 | YES | NO | 8 INCH
AEROSPACE | CO-AX | INDICATOR | 117 | 146 | 158 | YES | NO
AEROTRAK | 7960 | DIFFUSER | 0 | 0 | NA | NO | NO | Cannot Be Calibrated.
AEROTRAK | 9306-V2 | PARTICLE COUNTER | 0 | 0 | NA | NO | NO | Incorrect MFR. Use TSI
AEROTRAK | VARIOUS | PARTICLE COUNTERS | 0 | 0 | NA | NO | NO | Incorrect MFR. Use TSI
AESOPS, INC. | 32012 | ESD WRIST STRAP TESTER | 84 | 105 | NA | NO | NO
AFG ELECTRONICS | B767 | ESD WRIST STRAP TESTER | 84 | 105 | NA | NO | NO
AGILENT/HP/KEYSIGHT | 11048C | RF CALIBRATION KIT BNC 1 PC | 168 | 210 | NA | NO | NO | 50 OHM
AGILENT/HP/KEYSIGHT | 1130A | InfiniiMax 1.5 GHz Probe Amp | 168 | 210 | NA | NO | NO
AGILENT/HP/KEYSIGHT | 1134A | ACTIVE PROBE | 168 | 210 | NA | NO | NO
AGILENT/HP/KEYSIGHT | 1137A | PROBE HIGH VOLTAGE AC/DC | 168 | 210 | NA | NO | NO
AGILENT/HP/KEYSIGHT | 1141A | PROBE OSCILLOSCOPE DIFF | 126 | 158 | 170 | YES | NO
AGILENT/HP/KEYSIGHT | 1142A | DC POWER SUPPLY PROBE MODULE | 168 | 210 | 227 | YES | NO
AGILENT/HP/KEYSIGHT | 1143A | DC POWER SUPPLY PROBE MODULE | 168 | 210 | 227 | YES | NO
AGILENT/HP/KEYSIGHT | 1144A | PROBE OSCILLOSCOPE | 126 | 158 | 170 | YES | NO
AGILENT/HP/KEYSIGHT | 1145A | PROBE OSCILLOSCOPE | 126 | 158 | 170 | YES | NO
AGILENT/HP/KEYSIGHT | 1146A | PROBE OSCILLOSCOPE CURRENT | 168 | 210 | NA | NO | NO
AGILENT/HP/KEYSIGHT | 1147A | PROBE OSCILLOSCOPE CURRENT | 168 | 210 | NA | NO | NO | 0.05 GHZ
AGILENT/HP/KEYSIGHT | 1147B | 50 MHz/15A AC/DC Current Probe | 168 | 210 | NA | NO | NO
AGILENT/HP/KEYSIGHT | 1152A | PROBE OSCILLOSCOPE | 126 | 158 | 170 | YES | NO
AGILENT/HP/KEYSIGHT | 1153A | PROBE OSCILLOSCOPE DIFF | 126 | 158 | 170 | YES | NO
AGILENT/HP/KEYSIGHT | 1154A | PROBE OSCILLOSCOPE DIFF | 126 | 158 | 170 | YES | NO
AGILENT/HP/KEYSIGHT | 1156A | PROBE OSCILLOSCOPE | 126 | 158 | 170 | YES | NO
AGILENT/HP/KEYSIGHT | 1157A | PROBE OSCILLOSCOPE | 126 | 158 | 170 | YES | NO
AGILENT/HP/KEYSIGHT | 1159A | PROBE OSCILLOSCOPE | 126 | 158 | 170 | YES | NO
AGILENT/HP/KEYSIGHT | 11664A | DETECTOR RF | 294 | 368 | NA | NO | NO
AGILENT/HP/KEYSIGHT | 11667A | POWER SPLITTER | 252 | 315 | NA | NO | NO
AGILENT/HP/KEYSIGHT | 11667B | POWER SPLITTER | 252 | 315 | NA | NO | NO
AGILENT/HP/KEYSIGHT | 11667C | 50 GHZ POWER SPLITTER | 252 | 315 | NA | NO | NO
AGILENT/HP/KEYSIGHT | 1169A | PROBE OSCILLOSCOPE | 126 | 158 | 170 | YES | NO
AGILENT/HP/KEYSIGHT | 11708A | RF ATTENUATOR REFERENCE | 126 | 158 | NA | NO | NO | 30 dB
AGILENT/HP/KEYSIGHT | 11713A | RF ATTENUATOR SWITCH BOX | 168 | NA | NA | NO | NO | LEVEL 4 ONLY
AGILENT/HP/KEYSIGHT | 11722A | RF POWER SENSOR MODULE | 294 | 368 | NA | NO | NO | 2.6 GHZ
AGILENT/HP/KEYSIGHT | 11896A | CONTROLLER POLARIZATION | 168 | 210 | NA | NO | NO
AGILENT/HP/KEYSIGHT | 11930A | RF POWER LIMITER | 252 | 315 | NA | NO | NO
AGILENT/HP/KEYSIGHT | 11947A | RF TRANSIENT LIMITER | 210 | 263 | NA | NO | NO | 0.20 GHZ
AGILENT/HP/KEYSIGHT | 16034H | ADAPTER | 0 | 0 | NA | NO | NO | NCR
AGILENT/HP/KEYSIGHT | 16076A | CALIBRATOR SEMICONDUCTOR TEST SYSTEM | 336 | 420 | 454 | YES | NO | DATA ONLY
AGILENT/HP/KEYSIGHT | 16346B | CALIBRATOR SEMICONDUCTOR TEST SYSTEM | 336 | 420 | 454 | YES | NO | DATA ONLY
AGILENT/HP/KEYSIGHT | 16346C | CALIBRATOR SEMICONDUCTOR TEST SYSTEM | 336 | 420 | 454 | YES | NO | DATA ONLY
AGILENT/HP/KEYSIGHT | 16380A | CAPACITANCE STANDARD SET | 0 | 0 | NA | NO | NO | Chg Individual Caps
AGILENT/HP/KEYSIGHT | 16380C | CAPACITANCE STANDARD SET | 0 | 0 | NA | NO | NO | Chg Individual Caps
AGILENT/HP/KEYSIGHT | 16381A | CAPACITANCE STANDARD | 294 | 368 | NA | NO | NO
AGILENT/HP/KEYSIGHT | 16382A | CAPACITANCE STANDARD | 294 | 368 | NA | NO | NO
AGILENT/HP/KEYSIGHT | 16383A | CAPACITANCE STANDARD | 294 | 368 | NA | NO | NO
AGILENT/HP/KEYSIGHT | 16384A | CAPACITANCE STANDARD | 294 | 368 | NA | NO | NO
AGILENT/HP/KEYSIGHT | 16500A | LOGIC ANALYZER MAINFRAME | 294 | 368 | NA | NO | NO | Mainfrm Only,Modules Addl.
AGILENT/HP/KEYSIGHT | 16500B | LOGIC ANALYZER MAINFRAME | 294 | 368 | NA | NO | NO | Mainfrm Only,Modules Addl.
AGILENT/HP/KEYSIGHT | 16500C | LOGIC ANALYZER MAINFRAME | 294 | 368 | NA | NO | NO | Mainfrm Only,Modules Addl.
AGILENT/HP/KEYSIGHT | 16510A | LOGIC ANALYZER MODULE | 420 | 525 | NA | NO | NO
AGILENT/HP/KEYSIGHT | 16517A | LOGIC ANALYZER MODULE | 420 | 525 | NA | NO | NO
AGILENT/HP/KEYSIGHT | 16520A | LOGIC ANALYZER MODULE | 420 | 525 | NA | NO | NO
AGILENT/HP/KEYSIGHT | 16530A | OSCILLOSCOPE MODULE LOGIC ANLZR | 252 | 315 | 340 | YES | NO | 0.10 GHZ
AGILENT/HP/KEYSIGHT | 16531A | OSCILLOSCOPE MODULE LOGIC ANLZR | 252 | 315 | 340 | YES | NO | 0.10 GHZ
AGILENT/HP/KEYSIGHT | 16532A | OSCILLOSCOPE MODULE LOGIC ANLZR | 252 | 315 | 340 | YES | NO | 0.25 GHZ
AGILENT/HP/KEYSIGHT | 16534A | OSCILLOSCOPE MODULE LOGIC ANLZR | 252 | 315 | 340 | YES | NO | 0.50 GHZ
AGILENT/HP/KEYSIGHT | 1653B | LOGIC ANALYZER | 420 | 525 | NA | NO | NO
AGILENT/HP/KEYSIGHT | 16550A | LOGIC ANALYZER MODULE | 420 | 525 | NA | NO | NO
AGILENT/HP/KEYSIGHT | 1660AS | LOGIC ANALYZER | 420 | 525 | NA | NO | NO
AGILENT/HP/KEYSIGHT | 1661C | LOGIC ANALYZER | 420 | 525 | NA | NO | NO
AGILENT/HP/KEYSIGHT | 1670G | LOGIC ANALYZER | 420 | 525 | NA | NO | NO
AGILENT/HP/KEYSIGHT | 16712A | LOGIC ANALYZER MODULE | 420 | 525 | NA | NO | NO
AGILENT/HP/KEYSIGHT | 16717A | LOGIC ANALYZER MODULE | 420 | 525 | NA | NO | NO
AGILENT/HP/KEYSIGHT | 1673G | LOGIC ANALYZER | 420 | 525 | NA | NO | NO
AGILENT/HP/KEYSIGHT | 16751A | LOGIC ANALYZER MODULE | 420 | 525 | NA | NO | NO
AGILENT/HP/KEYSIGHT | 1680A | LOGIC ANALYZER | 420 | 525 | NA | NO | NO
AGILENT/HP/KEYSIGHT | 1680AD | LOGIC ANALYZER | 420 | 525 | NA | NO | NO
AGILENT/HP/KEYSIGHT | 1682A | LOGIC ANALYZER | 420 | 525 | NA | NO | NO
AGILENT/HP/KEYSIGHT | 16902A | LOGIC ANALYZER | 420 | 525 | NA | NO | NO
AGILENT/HP/KEYSIGHT | 16910A | LOGIC ANALYZER | 420 | 525 | NA | NO | NO
AGILENT/HP/KEYSIGHT | 16911A | LOGIC ANALYZER MODULE | 420 | 525 | NA | NO | NO
AGILENT/HP/KEYSIGHT | 1722B | OSCILLOSCOPE BENCHTOP | 252 | 315 | 340 | YES | NO | 0.275 GHZ
AGILENT/HP/KEYSIGHT | 1740A | OSCILLOSCOPE BENCHTOP | 252 | 315 | 340 | YES | NO | 0.10 GHZ
AGILENT/HP/KEYSIGHT | 1741A | OSCILLOSCOPE BENCHTOP | 252 | 315 | 340 | YES | NO | 0.10 GHZ
AGILENT/HP/KEYSIGHT | 200AB | AUDIO OSCILLATOR SINEWAVE | 252 | 315 | 340 | YES | NO | Accred ACV. THD Not Accred.
AGILENT/HP/KEYSIGHT | 200CD | AUDIO OSCILLATOR SINEWAVE | 252 | 315 | 340 | YES | NO | Accred ACV. THD Not Accred.
AGILENT/HP/KEYSIGHT | 3245A | FUNCTION GENERATOR | 336 | 420 | NA | NO | NO
AGILENT/HP/KEYSIGHT | 3310A | FUNCTION GENERATOR | 336 | 420 | NA | NO | NO
AGILENT/HP/KEYSIGHT | 3310B | FUNCTION GENERATOR | 336 | 420 | NA | NO | NO
AGILENT/HP/KEYSIGHT | 33120A | FUNCTION GENERATOR | 336 | 420 | NA | NO | NO
AGILENT/HP/KEYSIGHT | 3312A | FUNCTION GENERATOR | 336 | 420 | NA | NO | NO
AGILENT/HP/KEYSIGHT | 3314A | FUNCTION GENERATOR | 336 | 420 | NA | NO | NO
AGILENT/HP/KEYSIGHT | 33210A | FUNCTION GENERATOR | 336 | 420 | NA | NO | NO
AGILENT/HP/KEYSIGHT | 33220A | FUNCTION GENERATOR | 336 | 420 | NA | NO | NO
AGILENT/HP/KEYSIGHT | 3324A | FUNCTION GENERATOR | 336 | 420 | NA | NO | NO
AGILENT/HP/KEYSIGHT | 33250A | FUNCTION GENERATOR | 336 | 420 | NA | NO | NO
AGILENT/HP/KEYSIGHT | 3325A | FUNCTION GENERATOR | 336 | 420 | NA | NO | NO
AGILENT/HP/KEYSIGHT | 3325B | FUNCTION GENERATOR | 336 | 420 | NA | NO | NO
AGILENT/HP/KEYSIGHT | 3326A | FUNCTION GENERATOR | 336 | 420 | NA | NO | NO
AGILENT/HP/KEYSIGHT | 3336C | FUNCTION GENERATOR | 336 | 420 | NA | NO | NO
AGILENT/HP/KEYSIGHT | 33500B | FUNCTION GENERATOR SERIES | 0 | 0 | NA | NO | NO
AGILENT/HP/KEYSIGHT | 33502A | Isolated Amplifier, 2 Channel, 50 Vpp | 252 | 315 | NA | NO | NO
AGILENT/HP/KEYSIGHT | 33509B | FUNCTION GENERATOR | 336 | 420 | NA | NO | NO
AGILENT/HP/KEYSIGHT | 33510B | FUNCTION GENERATOR | 336 | 420 | NA | NO | NO
AGILENT/HP/KEYSIGHT | 33511B | FUNCTION GENERATOR | 336 | 420 | NA | NO | NO
AGILENT/HP/KEYSIGHT | 33512B | FUNCTION GENERATOR | 336 | 420 | NA | NO | NO
AGILENT/HP/KEYSIGHT | 33519B | FUNCTION GENERATOR | 336 | 420 | NA | NO | NO
AGILENT/HP/KEYSIGHT | 33520B | FUNCTION GENERATOR | 336 | 420 | NA | NO | NO
AGILENT/HP/KEYSIGHT | 33521A | FUNCTION GENERATOR | 336 | 420 | NA | NO | NO
AGILENT/HP/KEYSIGHT | 33521B | FUNCTION GENERATOR | 336 | 420 | NA | NO | NO
AGILENT/HP/KEYSIGHT | 33522A | FUNCTION GENERATOR | 336 | 420 | NA | NO | NO | 0.030 GHZ
AGILENT/HP/KEYSIGHT | 33522B | FUNCTION GENERATOR | 336 | 420 | NA | NO | NO | 0.030 GHZ
AGILENT/HP/KEYSIGHT | 33600A | FUNCTION GENERATOR SERIES (Not a Model) | 0 | 0 | NA | NO | NO | See 33611A/12A/21A/22A
AGILENT/HP/KEYSIGHT | 33611A | FUNCTION GENERATOR | 336 | 420 | NA | NO | NO
AGILENT/HP/KEYSIGHT | 33612A | FUNCTION GENERATOR | 336 | 420 | NA | NO | NO
AGILENT/HP/KEYSIGHT | 33621A | FUNCTION GENERATOR | 336 | 420 | NA | NO | NO
AGILENT/HP/KEYSIGHT | 33622A | FUNCTION GENERATOR | 336 | 420 | NA | NO | NO
AGILENT/HP/KEYSIGHT | 33622B | FUNCTION GENERATOR | 336 | 420 | NA | NO | NO
AGILENT/HP/KEYSIGHT | 3400A | AC VOLTMETER | 210 | 263 | 284 | YES | NO
AGILENT/HP/KEYSIGHT | 3400B | AC VOLTMETER | 210 | 263 | 284 | YES | NO
AGILENT/HP/KEYSIGHT | 34111A | PROBE HIGH VOLTAGE | 168 | 210 | 227 | YES | NO
AGILENT/HP/KEYSIGHT | 34300A | PROBE HIGH VOLTAGE AC/DC | 168 | 210 | 227 | YES | NO
AGILENT/HP/KEYSIGHT | 34330A | CURRENT SHUNT | 168 | 210 | 227 | YES | NO
AGILENT/HP/KEYSIGHT | 3435A | DMM BENCHTOP HIGH ACC | 210 | 263 | 284 | YES | NO
AGILENT/HP/KEYSIGHT | 3437A | DMM BENCHTOP HIGH ACC | 210 | 263 | 284 | YES | NO
AGILENT/HP/KEYSIGHT | 3438A | DMM BENCHTOP HIGH ACC | 210 | 263 | 284 | YES | NO
AGILENT/HP/KEYSIGHT | 34401A | DMM BENCHTOP HIGH ACC | 210 | 263 | 284 | YES | NO
AGILENT/HP/KEYSIGHT | 34405A | DMM BENCHTOP HIGH ACC | 210 | 263 | 284 | YES | NO
AGILENT/HP/KEYSIGHT | 34410A | DMM BENCHTOP HIGH ACC | 210 | 263 | 284 | YES | NO
AGILENT/HP/KEYSIGHT | 34411A | DMM BENCHTOP HIGH ACC | 210 | 263 | 284 | YES | NO
AGILENT/HP/KEYSIGHT | 34420A | DMM LABORATORY | 336 | 420 | 454 | YES | NO | 7.5 DIGIT
AGILENT/HP/KEYSIGHT | 34450A | MULTIMETER | 210 | 263 | 284 | YES | NO
AGILENT/HP/KEYSIGHT | 34460A | DMM BENCHTOP HIGH ACC | 210 | 263 | 284 | YES | NO
AGILENT/HP/KEYSIGHT | 34461A | DMM BENCHTOP HIGH ACC | 210 | 263 | 284 | YES | NO
AGILENT/HP/KEYSIGHT | 34465A | 6.5 DIGIT MULTIMETER | 210 | 263 | 284 | YES | NO
AGILENT/HP/KEYSIGHT | 34470A | DMM LABORATORY | 336 | 420 | 454 | YES | NO | 7.5 DIGIT
AGILENT/HP/KEYSIGHT | 3455A | DMM LABORATORY | 210 | 263 | 284 | YES | NO
AGILENT/HP/KEYSIGHT | 3456A | DMM LABORATORY HIGH ACC | 336 | 420 | 454 | YES | NO
AGILENT/HP/KEYSIGHT | 3457A | DMM LABORATORY | 210 | 263 | 284 | YES | NO
AGILENT/HP/KEYSIGHT | 3458A | DMM LABORATORY HIGH ACC | 462 | 578 | 624 | YES | NO | 8.5 DIGITS
AGILENT/HP/KEYSIGHT | 3465A | DMM BENCHTOP | 168 | 210 | 227 | YES | NO
AGILENT/HP/KEYSIGHT | 3466A | DMM BENCHTOP | 168 | 210 | 227 | YES | NO
AGILENT/HP/KEYSIGHT | 3468A | DMM BENCHTOP | 168 | 210 | 227 | YES | NO
AGILENT/HP/KEYSIGHT | 3468B | DMM BENCHTOP | 168 | 210 | 227 | YES | NO
AGILENT/HP/KEYSIGHT | 3476A | DMM BENCHTOP | 168 | 210 | 227 | YES | NO
AGILENT/HP/KEYSIGHT | 3478A | DMM BENCHTOP | 168 | 210 | 227 | YES | NO
AGILENT/HP/KEYSIGHT | 34901A | MULTIPLEXER CARD 20 CHAN | 252 | 315 | 340 | YES | NO
AGILENT/HP/KEYSIGHT | 34901A - TEMP ONLY | MULTIPLEXER CARD 20 CHAN | 126 | 158 | 170 | YES | NO | LIM CAL Temp Only. Switch Res Not Tested
AGILENT/HP/KEYSIGHT | 34902A | MULTIPLEXER CARD 16 CHAN | 252 | 315 | 340 | YES | NO
AGILENT/HP/KEYSIGHT | 34902A - TEMP ONLY | MULTIPLEXER CARD 20 CHAN | 126 | 158 | 170 | YES | NO | LIM CAL Temp Only. Switch Res Not Tested
AGILENT/HP/KEYSIGHT | 34903A | MULTIPLEXER CARD | 252 | 315 | 340 | YES | NO
AGILENT/HP/KEYSIGHT | 34904A | MULTIPLEXER CARD | 252 | 315 | 340 | YES | NO
AGILENT/HP/KEYSIGHT | 34907A | MULTIPLEXER CARD | 252 | 315 | 340 | YES | NO
AGILENT/HP/KEYSIGHT | 34908A | MULTIPLEXER CARD 40 CH | 252 | 315 | 340 | YES | NO
AGILENT/HP/KEYSIGHT | 34951A | DAC MODULE | 252 | 315 | 340 | YES | NO
AGILENT/HP/KEYSIGHT | 34952A | MULTIPLEXER CARD | 252 | 315 | 340 | YES | NO | SUBMIT WITH 34980A
AGILENT/HP/KEYSIGHT | 34970A | DMM DATA ACQUISITION | 252 | 315 | 340 | YES | NO
AGILENT/HP/KEYSIGHT | 34972A | DMM DATA ACQUISITION | 252 | 315 | 340 | YES | NO
AGILENT/HP/KEYSIGHT | 34980A | DMM DATA ACQUISITION | 252 | 315 | 340 | YES | NO
AGILENT/HP/KEYSIGHT | 350D | Attenuator Set | 252 | 315 | NA | NO | NO
AGILENT/HP/KEYSIGHT | 3551A | TRANSMISSION TEST SET | 420 | 525 | NA | NO | NO
AGILENT/HP/KEYSIGHT | 355C | RF ATTENUATOR STEP | 252 | 315 | NA | NO | NO
AGILENT/HP/KEYSIGHT | 355D | RF ATTENUATOR STEP | 252 | 315 | NA | NO | NO
AGILENT/HP/KEYSIGHT | 355F | RF ATTENUATOR STEP | 252 | 315 | NA | NO | NO
AGILENT/HP/KEYSIGHT | 3561A | DYNAMIC SIGNAL ANALYZER | 420 | 525 | NA | NO | NO
AGILENT/HP/KEYSIGHT | 3562A | DYNAMIC SIGNAL ANALYZER | 420 | 525 | NA | NO | NO
AGILENT/HP/KEYSIGHT | 35665A | DYNAMIC SIGNAL ANALYZER | 420 | 525 | NA | NO | NO
AGILENT/HP/KEYSIGHT | 35670A | DYNAMIC SIGNAL ANALYZER | 420 | 525 | NA | NO | NO
AGILENT/HP/KEYSIGHT | 35677A | RF NETWORK ANALYZER S PARAMETER TEST SET | 336 | 420 | NA | NO | NO
AGILENT/HP/KEYSIGHT | 3575A | RF NETWORK ANALYZER GAIN PHASE METER | 588 | 735 | NA | NO | NO | 13 MHZ
AGILENT/HP/KEYSIGHT | 3577A | RF NETWORK ANALYZER | 756 | 945 | NA | NO | NO
AGILENT/HP/KEYSIGHT | 3577B | RF NETWORK ANALYZER | 756 | 945 | NA | NO | NO
AGILENT/HP/KEYSIGHT | 3580A | RF SPECTRUM ANALYZER | 630 | 788 | NA | NO | NO
AGILENT/HP/KEYSIGHT | 3585A | RF SPECTRUM ANALYZER | 672 | 840 | NA | NO | NO | 0.04 GHZ
AGILENT/HP/KEYSIGHT | 3585B | RF SPECTRUM ANALYZER | 672 | 840 | NA | NO | NO | 0.040 GHZ
AGILENT/HP/KEYSIGHT | 3588A | RF SPECTRUM ANALYZER | 672 | 840 | NA | NO | NO | 0.150 GHZ
AGILENT/HP/KEYSIGHT | 3589A | RF SPECTRUM NETWORK ANALYZER | 672 | 840 | NA | NO | NO | 0.150 GHZ
AGILENT/HP/KEYSIGHT | 37701A | T1 TESTER | 420 | 525 | NA | NO | NO
AGILENT/HP/KEYSIGHT | 37701B | T1 TESTER | 420 | 525 | NA | NO | NO
AGILENT/HP/KEYSIGHT | 37702A | DIGITAL DATA TESTER | 420 | 525 | NA | NO | NO
AGILENT/HP/KEYSIGHT | 37718A | OMNIBER TEST SET | 420 | 525 | NA | NO | NO
AGILENT/HP/KEYSIGHT | 37718C | SONET TEST SET | 420 | 525 | NA | NO | NO
AGILENT/HP/KEYSIGHT | 37721A | DIGITAL TRANSMISSION ANALYZER | 420 | 525 | NA | NO | NO
AGILENT/HP/KEYSIGHT | 37722A | DIGITAL TELECOMM ANALYZER | 420 | 525 | NA | NO | NO
AGILENT/HP/KEYSIGHT | 37732A | TELECOM/DATACOM ANALYZER | 420 | 525 | NA | NO | NO
AGILENT/HP/KEYSIGHT | 400D | AC VOLTMETER | 210 | 263 | 284 | YES | NO
AGILENT/HP/KEYSIGHT | 400E | AC VOLTMETER | 210 | 263 | 284 | YES | NO
AGILENT/HP/KEYSIGHT | 400F | AC Voltmeter | 210 | 263 | NA | NO | NO
AGILENT/HP/KEYSIGHT | 400FL | AC VOLTMETER | 210 | 263 | 284 | YES | NO
AGILENT/HP/KEYSIGHT | 4062UX | SEMICONDUCTOR TEST SYSTEM | 0 | 0 | NA | NO | NO | On-site Only. Quote with Travel Exp.
AGILENT/HP/KEYSIGHT | 4071A | SEMICONDUCTOR TEST SYSTEM | 0 | 0 | NA | NO | NO | No Capability
AGILENT/HP/KEYSIGHT | 4072A | SEMICONDUCTOR TEST SYSTEM | 0 | 0 | NA | NO | NO | No Capability
AGILENT/HP/KEYSIGHT | 4072B | SEMICONDUCTOR TEST SYSTEM | 0 | 0 | NA | NO | NO | No Capability
AGILENT/HP/KEYSIGHT | 4142B | SEMICONDUCTOR PARAM ANALYZER | 756 | 945 | NA | NO | NO | LAB METCAL ONLY
AGILENT/HP/KEYSIGHT | 4145A | SEMICONDUCTOR PARAM ANALYZER | 756 | 945 | NA | NO | NO
AGILENT/HP/KEYSIGHT | 4145B | SEMICONDUCTOR PARAM ANALYZER | 756 | 945 | NA | NO | NO
AGILENT/HP/KEYSIGHT | 41501A | SEMICONDUCTOR PARAM ANALYZER EXP CHASSIS | 420 | 525 | NA | NO | NO | Cal as Part of 4155x or 4156x
AGILENT/HP/KEYSIGHT | 41501B | SEMICONDUCTOR PARAM ANALYZER EXP CHASSIS | 420 | 525 | NA | NO | NO | Cal as Part of 4155x or 4156x
AGILENT/HP/KEYSIGHT | 4155A | SEMICONDUCTOR PARAM ANALYZER | 756 | 945 | NA | NO | NO
AGILENT/HP/KEYSIGHT | 4155B | SEMICONDUCTOR PARAM ANALYZER | 756 | 945 | NA | NO | NO
AGILENT/HP/KEYSIGHT | 4155C | SEMICONDUCTOR PARAM ANALYZER | 756 | 945 | NA | NO | NO
AGILENT/HP/KEYSIGHT | 4156A | SEMICONDUCTOR PARAM ANALYZER | 756 | 945 | NA | NO | NO
AGILENT/HP/KEYSIGHT | 4156B | SEMICONDUCTOR PARAM ANALYZER | 756 | 945 | NA | NO | NO
AGILENT/HP/KEYSIGHT | 4156C | SEMICONDUCTOR PARAM ANALYZER | 756 | 945 | NA | NO | NO
AGILENT/HP/KEYSIGHT | 41800A | PROBE ACTIVE | 252 | 315 | NA | NO | NO
AGILENT/HP/KEYSIGHT | 41802A | RF INPUT ADAPTER | 168 | 210 | NA | NO | NO | 1 MEGOHM
AGILENT/HP/KEYSIGHT | 4191A | RF IMPEDANCE ANALYZER | 420 | 525 | NA | NO | NO
AGILENT/HP/KEYSIGHT | 4192A | RF IMPEDANCE ANALYZER | 420 | 525 | NA | NO | NO
AGILENT/HP/KEYSIGHT | 4193A | RF IMPEDANCE ANALYZER | 420 | 525 | NA | NO | NO
AGILENT/HP/KEYSIGHT | 4194A | RF IMPEDANCE ANALYZER GAIN PHASE | 420 | 525 | NA | NO | NO
AGILENT/HP/KEYSIGHT | 4195A | RF NETWORK SPECTRUM ANALYZER | 756 | 945 | NA | NO | NO
AGILENT/HP/KEYSIGHT | 4261A | LCR METER | 336 | 420 | NA | NO | NO
AGILENT/HP/KEYSIGHT | 4263A | LCR METER | 336 | 420 | NA | NO | NO
AGILENT/HP/KEYSIGHT | 4263B | LCR METER | 336 | 420 | NA | NO | NO
AGILENT/HP/KEYSIGHT | 4274A | LCR METER | 336 | 420 | NA | NO | NO
AGILENT/HP/KEYSIGHT | 4275A | LCR METER | 336 | 420 | NA | NO | NO
AGILENT/HP/KEYSIGHT | 4277A | LCR METER | 336 | 420 | NA | NO | NO
AGILENT/HP/KEYSIGHT | 4278A | LCR METER | 336 | 420 | NA | NO | NO
AGILENT/HP/KEYSIGHT | 4280A | CAPACITANCE METER CV METER | 336 | 420 | NA | NO | NO
AGILENT/HP/KEYSIGHT | 4284A | LCR METER | 336 | 420 | NA | NO | NO
AGILENT/HP/KEYSIGHT | 4285A | LCR METER | 336 | 420 | NA | NO | NO
AGILENT/HP/KEYSIGHT | 4291B | RF IMPEDANCE ANALYZER | 420 | 525 | NA | NO | NO
AGILENT/HP/KEYSIGHT | 4294A | RF IMPEDANCE ANALYZER | 420 | 525 | NA | NO | NO
AGILENT/HP/KEYSIGHT | 4328A | RESISTANCE MILLIOHM METER | 210 | 263 | 284 | YES | NO
AGILENT/HP/KEYSIGHT | 432A | RF POWER METER | 252 | 315 | NA | NO | NO
AGILENT/HP/KEYSIGHT | 4338A | RESISTANCE MILLIOHM METER | 210 | 263 | 284 | YES | NO
AGILENT/HP/KEYSIGHT | 4338B | RESISTANCE MILLIOHM METER | 210 | 263 | 284 | YES | NO
AGILENT/HP/KEYSIGHT | 435B | RF POWER METER | 252 | 315 | NA | NO | NO
AGILENT/HP/KEYSIGHT | 436A | RF POWER METER | 252 | 315 | NA | NO | NO
AGILENT/HP/KEYSIGHT | 437B | RF POWER METER | 252 | 315 | NA | NO | NO
AGILENT/HP/KEYSIGHT | 438A | RF POWER METER | 252 | 315 | NA | NO | NO
AGILENT/HP/KEYSIGHT | 4395A | RF NETWORK SPECTRUM ANALYZER | 756 | 945 | NA | NO | NO
AGILENT/HP/KEYSIGHT | 43961A | RF IMPEDANCE TEST KIT | 168 | 210 | NA | NO | NO
AGILENT/HP/KEYSIGHT | 4396A | RF SPECTRUM NETWORK ANALYZER | 672 | 840 | NA | NO | NO | 1.80 GHZ
AGILENT/HP/KEYSIGHT | 4396B | RF SPECTRUM NETWORK ANALYZER | 672 | 840 | NA | NO | NO
AGILENT/HP/KEYSIGHT | 44701A | DMM VXI | 336 | 420 | 454 | YES | NO
AGILENT/HP/KEYSIGHT | 478A | RF POWER SENSOR THERMISTOR | 294 | 368 | NA | NO | NO
AGILENT/HP/KEYSIGHT | 4934A | TRANSMISSION TEST SET | 378 | 473 | NA | NO | NO
AGILENT/HP/KEYSIGHT | 4935A | TRANSMISSION TEST SET | 378 | 473 | NA | NO | NO
AGILENT/HP/KEYSIGHT | 4945A | TRANSMISSION TEST SET | 378 | 473 | NA | NO | NO
AGILENT/HP/KEYSIGHT | 5300B | FREQ COUNTER MAINFRAME | 210 | 263 | NA | NO | NO
AGILENT/HP/KEYSIGHT | 5302A | FREQ COUNTER | 210 | 263 | NA | NO | NO
AGILENT/HP/KEYSIGHT | 5308A | FREQ COUNTER | 210 | 263 | NA | NO | NO
AGILENT/HP/KEYSIGHT | 53131A | FREQ COUNTER | 210 | 263 | NA | NO | NO
AGILENT/HP/KEYSIGHT | 53132A | FREQ COUNTER | 210 | 263 | NA | NO | NO
AGILENT/HP/KEYSIGHT | 53147A | POWER METER COUNTER DMM | 504 | 630 | NA | NO | NO
AGILENT/HP/KEYSIGHT | 5314A | FREQ COUNTER | 210 | 263 | NA | NO | NO
AGILENT/HP/KEYSIGHT | 53150A | FREQ COUNTER | 210 | 263 | NA | NO | NO | 20.0 GHZ
AGILENT/HP/KEYSIGHT | 53152A | FREQUENCY COUNTER | 336 | 420 | NA | NO | NO | 20.0 GHZ
AGILENT/HP/KEYSIGHT | 5315A | FREQ COUNTER | 210 | 263 | NA | NO | NO
AGILENT/HP/KEYSIGHT | 5315B | FREQ COUNTER | 210 | 263 | NA | NO | NO
AGILENT/HP/KEYSIGHT | 5316B | FREQ COUNTER | 210 | 263 | NA | NO | NO
AGILENT/HP/KEYSIGHT | 53181A | FREQ COUNTER | 210 | 263 | NA | NO | NO
AGILENT/HP/KEYSIGHT | 53220A | FREQ COUNTER | 210 | 263 | NA | NO | NO
AGILENT/HP/KEYSIGHT | 53230A | FREQ COUNTER | 210 | 263 | NA | NO | NO
AGILENT/HP/KEYSIGHT | 5326B | FREQ COUNTER | 210 | 263 | NA | NO | NO
AGILENT/HP/KEYSIGHT | 53310A | MODULATION DOMAIN ANALYZER | 378 | 473 | NA | NO | NO
AGILENT/HP/KEYSIGHT | 5334A | FREQ COUNTER | 210 | 263 | NA | NO | NO
AGILENT/HP/KEYSIGHT | 5334B | FREQ COUNTER | 210 | 263 | NA | NO | NO
AGILENT/HP/KEYSIGHT | 5335A | FREQ COUNTER | 210 | 263 | NA | NO | NO
AGILENT/HP/KEYSIGHT | 5350B | FREQ COUNTER MICROWAVE | 336 | 420 | NA | NO | NO
AGILENT/HP/KEYSIGHT | 53545A | FREQ COUNTER PLUGIN | 210 | 263 | NA | NO | NO
AGILENT/HP/KEYSIGHT | 5384A | FREQ COUNTER | 210 | 263 | NA | NO | NO
AGILENT/HP/KEYSIGHT | 5385A | FREQ COUNTER | 210 | 263 | NA | NO | NO
AGILENT/HP/KEYSIGHT | 5386A | FREQ COUNTER | 210 | 263 | NA | NO | NO
AGILENT/HP/KEYSIGHT | 54111D | OSCILLOSCOPE BENCHTOP | 252 | 315 | 340 | YES | NO | 0.50 GHZ
AGILENT/HP/KEYSIGHT | 54200A | OSCILLOSCOPE BENCHTOP | 252 | 315 | 340 | YES | NO | 0.05 GHZ
AGILENT/HP/KEYSIGHT | 54201A | OSCILLOSCOPE BENCHTOP | 252 | 315 | 340 | YES | NO | 0.30 GHZ
AGILENT/HP/KEYSIGHT | 54501A | OSCILLOSCOPE BENCHTOP | 252 | 315 | 340 | YES | NO | 0.10 GHZ
AGILENT/HP/KEYSIGHT | 54502A | OSCILLOSCOPE BENCHTOP | 252 | 315 | 340 | YES | NO | 0.40 GHZ
AGILENT/HP/KEYSIGHT | 54503A | OSCILLOSCOPE BENCHTOP | 252 | 315 | 340 | YES | NO | 0.50 GHZ
AGILENT/HP/KEYSIGHT | 54504A | OSCILLOSCOPE BENCHTOP | 252 | 315 | 340 | YES | NO | 0.40 GHZ
AGILENT/HP/KEYSIGHT | 54505B | OSCILLOSCOPE BENCHTOP | 252 | 315 | 340 | YES | NO | 0.30 GHZ
AGILENT/HP/KEYSIGHT | 54506B | OSCILLOSCOPE BENCHTOP | 252 | 315 | 340 | YES | NO | 0.30 GHZ
AGILENT/HP/KEYSIGHT | 54510B | OSCILLOSCOPE BENCHTOP | 252 | 315 | 340 | YES | NO | 0.30 GHZ
AGILENT/HP/KEYSIGHT | 54512B | OSCILLOSCOPE BENCHTOP | 252 | 315 | 340 | YES | NO | 0.30 GHZ
AGILENT/HP/KEYSIGHT | 54520A | OSCILLOSCOPE BENCHTOP | 252 | 315 | 340 | YES | NO | 0.50 GHZ
AGILENT/HP/KEYSIGHT | 54520C | OSCILLOSCOPE BENCHTOP | 252 | 315 | 340 | YES | NO | 0.50 GHZ
AGILENT/HP/KEYSIGHT | 54522A | OSCILLOSCOPE BENCHTOP | 252 | 315 | 340 | YES | NO | 0.50 GHZ
AGILENT/HP/KEYSIGHT | 54522C | OSCILLOSCOPE BENCHTOP | 252 | 315 | 340 | YES | NO | 0.50 GHZ
AGILENT/HP/KEYSIGHT | 54540A | OSCILLOSCOPE BENCHTOP | 252 | 315 | 340 | YES | NO | 0.50 GHZ
AGILENT/HP/KEYSIGHT | 54540C | OSCILLOSCOPE BENCHTOP | 252 | 315 | 340 | YES | NO | 0.50 GHZ
AGILENT/HP/KEYSIGHT | 54542A | OSCILLOSCOPE BENCHTOP | 252 | 315 | 340 | YES | NO | 0.50 GHZ
AGILENT/HP/KEYSIGHT | 54542C | OSCILLOSCOPE BENCHTOP | 252 | 315 | 340 | YES | NO | 0.50 GHZ
AGILENT/HP/KEYSIGHT | 54600A | OSCILLOSCOPE BENCHTOP | 252 | 315 | 340 | YES | NO | 0.10 GHZ
AGILENT/HP/KEYSIGHT | 54600B | OSCILLOSCOPE BENCHTOP | 252 | 315 | 340 | YES | NO | 0.10 GHZ
AGILENT/HP/KEYSIGHT | 54601A | OSCILLOSCOPE BENCHTOP | 252 | 315 | 340 | YES | NO | 0.10 GHZ
AGILENT/HP/KEYSIGHT | 54602A | OSCILLOSCOPE BENCHTOP | 252 | 315 | 340 | YES | NO | 0.15 GHZ
AGILENT/HP/KEYSIGHT | 54602B | OSCILLOSCOPE BENCHTOP | 252 | 315 | 340 | YES | NO | 0.15 GHZ
AGILENT/HP/KEYSIGHT | 54610B | OSCILLOSCOPE BENCHTOP | 252 | 315 | 340 | YES | NO | 0.50 GHZ
AGILENT/HP/KEYSIGHT | 54615B | OSCILLOSCOPE BENCHTOP | 252 | 315 | 340 | YES | NO | 0.50 GHZ
AGILENT/HP/KEYSIGHT | 54616B | OSCILLOSCOPE BENCHTOP | 252 | 315 | 340 | YES | NO | 0.50 GHZ
AGILENT/HP/KEYSIGHT | 54616C | OSCILLOSCOPE BENCHTOP | 252 | 315 | 340 | YES | NO | 0.50 GHZ
AGILENT/HP/KEYSIGHT | 54620C | LOGIC ANALYZER OSCILLOSCOPE | 504 | 630 | NA | NO | NO | 16 CHAN
AGILENT/HP/KEYSIGHT | 54621A | OSCILLOSCOPE BENCHTOP | 252 | 315 | 340 | YES | NO | 0.06 GHZ
AGILENT/HP/KEYSIGHT | 54621D | OSCILLOSCOPE BENCHTOP | 378 | 473 | 510 | YES | NO | 0.06 GHZ
AGILENT/HP/KEYSIGHT | 54622D | OSCILLOSCOPE BENCHTOP | 378 | 473 | 510 | YES | NO | 0.10 GHZ
AGILENT/HP/KEYSIGHT | 54624A | OSCILLOSCOPE BENCHTOP | 252 | 315 | 340 | YES | NO | 0.10 GHZ
AGILENT/HP/KEYSIGHT | 54642A | OSCILLOSCOPE BENCHTOP | 252 | 315 | 340 | YES | NO | 0.50 GHZ
AGILENT/HP/KEYSIGHT | 54642D | OSCILLOSCOPE BENCHTOP | 378 | 473 | 510 | YES | NO | 0.50 GHZ
AGILENT/HP/KEYSIGHT | 54645A | OSCILLOSCOPE BENCHTOP | 252 | 315 | 340 | YES | NO | 0.50 GHZ
AGILENT/HP/KEYSIGHT | 54645D | OSCILLOSCOPE BENCHTOP | 378 | 473 | 510 | YES | NO | 0.50 GHZ
AGILENT/HP/KEYSIGHT | 54701A | PROBE OSCILLOSCOPE | 252 | 315 | NA | NO | NO | 2.5 GHZ
AGILENT/HP/KEYSIGHT | 54713A | OSCILLOSCOPE PLUGIN | 252 | 315 | 340 | YES | NO | 0.50 GHZ
AGILENT/HP/KEYSIGHT | 54713B | OSCILLOSCOPE PLUGIN | 252 | 315 | 340 | YES | NO | 0.50 GHZ
AGILENT/HP/KEYSIGHT | 54720A | OSCILLOSCOPE MAINFRAME | 378 | 473 | NA | NO | NO | MAINFRAME ONLY; MODULES ADDITIONAL
AGILENT/HP/KEYSIGHT | 54720D | OSCILLOSCOPE MAINFRAME | 378 | 473 | NA | NO | NO | MAINFRAME ONLY; MODULES ADDITIONAL
AGILENT/HP/KEYSIGHT | 54721A | OSCILLOSCOPE PLUGIN | 252 | 315 | 340 | YES | NO | 01.10 GHZ
AGILENT/HP/KEYSIGHT | 54750A | OSCILLOSCOPE MAINFRAME | 378 | 473 | NA | NO | NO | MAINFRAME ONLY; MODULES ADDITIONAL
AGILENT/HP/KEYSIGHT | 54754A | OSCILLOSCOPE PLUGIN TDR | 420 | 525 | NA | NO | NO | 18 GHZ
AGILENT/HP/KEYSIGHT | 54810A | OSCILLOSCOPE BENCHTOP | 252 | 315 | 340 | YES | NO | 0.50 GHZ
AGILENT/HP/KEYSIGHT | 54815A | OSCILLOSCOPE BENCHTOP | 252 | 315 | 340 | YES | NO | 0.50 GHZ
AGILENT/HP/KEYSIGHT | 54820A | OSCILLOSCOPE BENCHTOP | 252 | 315 | 340 | YES | NO | 0.50 GHZ
AGILENT/HP/KEYSIGHT | 54825A | OSCILLOSCOPE BENCHTOP | 252 | 315 | 340 | YES | NO | 0.50 GHZ
AGILENT/HP/KEYSIGHT | 54830B | OSCILLOSCOPE BENCHTOP | 420 | 525 | 567 | YES | NO | 0.60 GHZ
AGILENT/HP/KEYSIGHT | 54830D | OSCILLOSCOPE BENCHTOP | 529 | 661 | 714 | YES | NO | 0.60 GHZ
AGILENT/HP/KEYSIGHT | 54831B | OSCILLOSCOPE BENCHTOP | 420 | 525 | 567 | YES | NO | 0.60 GHZ
AGILENT/HP/KEYSIGHT | 54831D | OSCILLOSCOPE BENCHTOP | 529 | 661 | 714 | YES | NO | 0.60 GHZ
AGILENT/HP/KEYSIGHT | 54832B | OSCILLOSCOPE BENCHTOP | 420 | 525 | 567 | YES | NO | 01.0 GHZ
AGILENT/HP/KEYSIGHT | 54832D | OSCILLOSCOPE BENCHTOP | 529 | 661 | 714 | YES | NO | 01.0 GHZ
AGILENT/HP/KEYSIGHT | 54833A | OSCILLOSCOPE BENCHTOP | 420 | 525 | 567 | YES | NO | 01.0 GHZ
AGILENT/HP/KEYSIGHT | 54833D | OSCILLOSCOPE BENCHTOP | 529 | 661 | 714 | YES | NO | 01.0 GHZ
AGILENT/HP/KEYSIGHT | 54835A | OSCILLOSCOPE BENCHTOP | 420 | 525 | 567 | YES | NO | 01.0 GHZ
AGILENT/HP/KEYSIGHT | 54845A | OSCILLOSCOPE BENCHTOP | 462 | 578 | NA | NO | NO | 01.5 GHZ
AGILENT/HP/KEYSIGHT | 54846B | OSCILLOSCOPE BENCHTOP | 462 | 578 | NA | NO | NO | 02.25 GHZ
AGILENT/HP/KEYSIGHT | 54853A | OSCILLOSCOPE BENCHTOP | 462 | 578 | NA | NO | NO | 02.5 GHZ
AGILENT/HP/KEYSIGHT | 54854A | OSCILLOSCOPE BENCHTOP | 504 | 630 | NA | NO | NO | 04.0 GHZ
AGILENT/HP/KEYSIGHT | 54855A | OSCILLOSCOPE BENCHTOP | 504 | 630 | NA | NO | NO | 06.0 GHZ
AGILENT/HP/KEYSIGHT | 59501A | GPIB D/A PRGRMR | 168 | 210 | 227 | YES | NO
AGILENT/HP/KEYSIGHT | 6002A | DC POWER SUPPLY | 185 | 231 | 250 | YES | NO
AGILENT/HP/KEYSIGHT | 6002C | DC POWER SUPPLY | 185 | 231 | 250 | YES | NO
AGILENT/HP/KEYSIGHT | 6010A | DC POWER SUPPLY | 185 | 231 | 250 | YES | NO
AGILENT/HP/KEYSIGHT | 6012B | DC POWER SUPPLY | 185 | 231 | 250 | YES | NO
AGILENT/HP/KEYSIGHT | 6023A | DC POWER SUPPLY | 185 | 231 | 250 | YES | NO
AGILENT/HP/KEYSIGHT | 6024A | DC POWER SUPPLY | 185 | 231 | 250 | YES | NO
AGILENT/HP/KEYSIGHT | 6028A | DC POWER SUPPLY | 185 | 231 | 250 | YES | NO
AGILENT/HP/KEYSIGHT | 6030A | DC POWER SUPPLY | 185 | 231 | 250 | YES | NO
AGILENT/HP/KEYSIGHT | 6031A | DC POWER SUPPLY | 185 | 231 | 250 | YES | NO
AGILENT/HP/KEYSIGHT | 6032A | DC POWER SUPPLY | 185 | 231 | 250 | YES | NO
AGILENT/HP/KEYSIGHT | 6033A | DC POWER SUPPLY | 185 | 231 | 250 | YES | NO
AGILENT/HP/KEYSIGHT | 6034A | DC POWER SUPPLY | 185 | 231 | 250 | YES | NO
AGILENT/HP/KEYSIGHT | 6035A | DC POWER SUPPLY | 185 | 231 | 250 | YES | NO
AGILENT/HP/KEYSIGHT | 6038A | DC POWER SUPPLY | 185 | 231 | 250 | YES | NO
AGILENT/HP/KEYSIGHT | 60501A | DC ELECTRONIC LOAD MODULE | 210 | 263 | 284 | YES | NO | Current Accredited up to 20 Amps
AGILENT/HP/KEYSIGHT | 60501B | DC ELECTRONIC LOAD MODULE | 210 | 263 | 284 | YES | NO | Current Accredited up to 20 Amps
AGILENT/HP/KEYSIGHT | 60502A | DC ELECTRONIC LOAD MODULE | 210 | 263 | 284 | YES | NO | Current Accredited up to 20 Amps
AGILENT/HP/KEYSIGHT | 60502B | DC ELECTRONIC LOAD MODULE | 210 | 263 | 284 | YES | NO | Current Accredited up to 20 Amps
AGILENT/HP/KEYSIGHT | 60503A | DC ELECTRONIC LOAD MODULE | 210 | 263 | 284 | YES | NO | Current Accredited up to 20 Amps
AGILENT/HP/KEYSIGHT | 60503B | DC ELECTRONIC LOAD MODULE | 210 | 263 | 284 | YES | NO | Current Accredited up to 20 Amps
AGILENT/HP/KEYSIGHT | 60504B | DC ELECTRONIC LOAD MODULE | 210 | 263 | 284 | YES | NO | Current Accredited up to 20 Amps
AGILENT/HP/KEYSIGHT | 6050A | DC ELECTRONIC LOAD MAINFRAME | 168 | NA | NA | NO | NO | MAINFRAME LVL 4 ONLY. Modules Priced Each
AGILENT/HP/KEYSIGHT | 6051A | DC ELECTRONIC LOAD MAINFRAME | 168 | NA | NA | NO | NO | MAINFRAME LVL 4 ONLY. Modules Priced Each
AGILENT/HP/KEYSIGHT | 6060A | DC ELECTRONIC LOAD | 210 | 263 | 284 | YES | NO | Current Accredited up to 20 Amps
AGILENT/HP/KEYSIGHT | 6060B | DC ELECTRONIC LOAD | 210 | 263 | 284 | YES | NO | Current Accredited up to 20 Amps
AGILENT/HP/KEYSIGHT | 6063A | DC ELECTRONIC LOAD | 210 | 263 | 284 | YES | NO | Current Accredited up to 20 Amps
AGILENT/HP/KEYSIGHT | 6063B | DC ELECTRONIC LOAD | 210 | 263 | 284 | YES | NO | Current Accredited up to 20 Amps
AGILENT/HP/KEYSIGHT | 6111A | DC POWER SUPPLY | 185 | 231 | 250 | YES | NO
AGILENT/HP/KEYSIGHT | 6113A | DC POWER SUPPLY | 185 | 231 | 250 | YES | NO
AGILENT/HP/KEYSIGHT | 6114A | DC POWER SUPPLY | 185 | 231 | 250 | YES | NO
AGILENT/HP/KEYSIGHT | 6200B | DC POWER SUPPLY | 185 | 231 | 250 | YES | NO
AGILENT/HP/KEYSIGHT | 6205C | DC POWER SUPPLY | 185 | 231 | 250 | YES | NO
AGILENT/HP/KEYSIGHT | 6206B | DC POWER SUPPLY | 185 | 231 | 250 | YES | NO
AGILENT/HP/KEYSIGHT | 6211A | DC POWER SUPPLY | 185 | 231 | 250 | YES | NO
AGILENT/HP/KEYSIGHT | 6216C | DC POWER SUPPLY | 185 | 231 | 250 | YES | NO
AGILENT/HP/KEYSIGHT | 6218B | DC POWER SUPPLY | 185 | 231 | 250 | YES | NO
AGILENT/HP/KEYSIGHT | 6218C | DC POWER SUPPLY | 185 | 231 | 250 | YES | NO
AGILENT/HP/KEYSIGHT | 6227B | DC POWER SUPPLY | 185 | 231 | 250 | YES | NO
AGILENT/HP/KEYSIGHT | 6228B | DC POWER SUPPLY | 185 | 231 | 250 | YES | NO
AGILENT/HP/KEYSIGHT | 6234A | DC POWER SUPPLY | 185 | 231 | 250 | YES | NO
AGILENT/HP/KEYSIGHT | 6235A | DC POWER SUPPLY | 185 | 231 | 250 | YES | NO
AGILENT/HP/KEYSIGHT | 6236A | DC POWER SUPPLY | 185 | 231 | 250 | YES | NO
AGILENT/HP/KEYSIGHT | 6236B | DC POWER SUPPLY | 185 | 231 | 250 | YES | NO
AGILENT/HP/KEYSIGHT | 6237B | DC POWER SUPPLY | 185 | 231 | 250 | YES | NO
AGILENT/HP/KEYSIGHT | 6260B | DC POWER SUPPLY | 185 | 231 | 250 | YES | NO
AGILENT/HP/KEYSIGHT | 6264B | DC POWER SUPPLY | 185 | 231 | 250 | YES | NO
AGILENT/HP/KEYSIGHT | 6265B | DC POWER SUPPLY | 185 | 231 | 250 | YES | NO
AGILENT/HP/KEYSIGHT | 6267B | DC POWER SUPPLY | 185 | 231 | 250 | YES | NO
AGILENT/HP/KEYSIGHT | 6274B | DC POWER SUPPLY | 185 | 231 | 250 | YES | NO
AGILENT/HP/KEYSIGHT | 6281A | DC POWER SUPPLY | 185 | 231 | 250 | YES | NO
AGILENT/HP/KEYSIGHT | 6282A | DC POWER SUPPLY | 185 | 231 | 250 | YES | NO
AGILENT/HP/KEYSIGHT | 6286A | DC POWER SUPPLY | 185 | 231 | 250 | YES | NO
AGILENT/HP/KEYSIGHT | 6291A | DC POWER SUPPLY | 185 | 231 | 250 | YES | NO
AGILENT/HP/KEYSIGHT | 6294A | DC POWER SUPPLY | 185 | 231 | 250 | YES | NO
AGILENT/HP/KEYSIGHT | 6299A | DC POWER SUPPLY | 185 | 231 | 250 | YES | NO
AGILENT/HP/KEYSIGHT | 6553A | DC POWER SUPPLY | 185 | 231 | 250 | YES | NO
AGILENT/HP/KEYSIGHT | 6554A | DC POWER SUPPLY | 185 | 231 | 250 | YES | NO
AGILENT/HP/KEYSIGHT | 6555A | DC POWER SUPPLY | 185 | 231 | 250 | YES | NO
AGILENT/HP/KEYSIGHT | 6572A | DC POWER SUPPLY | 185 | 231 | 250 | YES | NO
AGILENT/HP/KEYSIGHT | 66101A | DC POWER SUPPLY MODULE | 185 | 231 | 250 | YES | NO
AGILENT/HP/KEYSIGHT | 66102A | DC POWER SUPPLY MODULE | 185 | 231 | 250 | YES | NO
AGILENT/HP/KEYSIGHT | 66103A | DC POWER SUPPLY MODULE | 185 | 231 | 250 | YES | NO
AGILENT/HP/KEYSIGHT | 66104A | DC POWER SUPPLY MODULE | 185 | 231 | 250 | YES | NO
AGILENT/HP/KEYSIGHT | 6611C | DC POWER SUPPLY | 185 | 231 | 250 | YES | NO
AGILENT/HP/KEYSIGHT | 6612C | DC POWER SUPPLY | 185 | 231 | 250 | YES | NO
AGILENT/HP/KEYSIGHT | 6613C | DC POWER SUPPLY | 185 | 231 | 250 | YES | NO
AGILENT/HP/KEYSIGHT | 6614C | DC POWER SUPPLY | 185 | 231 | 250 | YES | NO
AGILENT/HP/KEYSIGHT | 6621A | DC POWER SUPPLY | 185 | 231 | 250 | YES | NO
AGILENT/HP/KEYSIGHT | 6622A | DC POWER SUPPLY | 185 | 231 | 250 | YES | NO
AGILENT/HP/KEYSIGHT | 6623A | DC POWER SUPPLY | 185 | 231 | 250 | YES | NO
AGILENT/HP/KEYSIGHT | 6624A | DC POWER SUPPLY | 185 | 231 | 250 | YES | NO
AGILENT/HP/KEYSIGHT | 6626A | DC POWER SUPPLY | 185 | 231 | 250 | YES | NO
AGILENT/HP/KEYSIGHT | 6627A | DC POWER SUPPLY | 185 | 231 | 250 | YES | NO
AGILENT/HP/KEYSIGHT | 6627B | DC POWER SUPPLY | 185 | 231 | 250 | YES | NO
AGILENT/HP/KEYSIGHT | 6628A | DC POWER SUPPLY | 185 | 231 | 250 | YES | NO
AGILENT/HP/KEYSIGHT | 6629A | DC POWER SUPPLY | 185 | 231 | 250 | YES | NO
AGILENT/HP/KEYSIGHT | 66309B | DC POWER SUPPLY | 185 | 231 | 250 | YES | NO
AGILENT/HP/KEYSIGHT | 66309D | DC POWER SUPPLY | 185 | 231 | 250 | YES | NO
AGILENT/HP/KEYSIGHT | 66311B | DC POWER SUPPLY | 185 | 231 | 250 | YES | NO
AGILENT/HP/KEYSIGHT | 66311D | DC POWER SUPPLY | 185 | 231 | 250 | YES | NO
AGILENT/HP/KEYSIGHT | 66312A | DC POWER SUPPLY | 185 | 231 | 250 | YES | NO
AGILENT/HP/KEYSIGHT | 66319B | DC POWER SUPPLY | 185 | 231 | 250 | YES | NO
AGILENT/HP/KEYSIGHT | 66321B | DC POWER SUPPLY | 185 | 231 | 250 | YES | NO
AGILENT/HP/KEYSIGHT | 66321D | DC POWER SUPPLY | 185 | 231 | 250 | YES | NO
AGILENT/HP/KEYSIGHT | 6632A | DC POWER SUPPLY | 185 | 231 | 250 | YES | NO
AGILENT/HP/KEYSIGHT | 6632B | DC POWER SUPPLY | 185 | 231 | 250 | YES | NO
AGILENT/HP/KEYSIGHT | 66332A | DC POWER SUPPLY | 185 | 231 | 250 | YES | NO
AGILENT/HP/KEYSIGHT | 6633A | DC POWER SUPPLY | 185 | 231 | 250 | YES | NO
AGILENT/HP/KEYSIGHT | 6633B | DC POWER SUPPLY | 185 | 231 | 250 | YES | NO
AGILENT/HP/KEYSIGHT | 6634A | DC POWER SUPPLY | 185 | 231 | 250 | YES | NO
AGILENT/HP/KEYSIGHT | 6634B | DC POWER SUPPLY | 185 | 231 | 250 | YES | NO
AGILENT/HP/KEYSIGHT | 6641A | DC POWER SUPPLY | 185 | 231 | 250 | YES | NO
AGILENT/HP/KEYSIGHT | 6642A | DC POWER SUPPLY | 185 | 231 | 250 | YES | NO
AGILENT/HP/KEYSIGHT | 6643A | DC POWER SUPPLY | 185 | 231 | 250 | YES | NO
AGILENT/HP/KEYSIGHT | 6645A | DC POWER SUPPLY | 185 | 231 | 250 | YES | NO
AGILENT/HP/KEYSIGHT | 6651A | DC POWER SUPPLY | 185 | 231 | 250 | YES | NO
AGILENT/HP/KEYSIGHT | 6652A | DC POWER SUPPLY | 185 | 231 | 250 | YES | NO
AGILENT/HP/KEYSIGHT | 6653A | DC POWER SUPPLY | 185 | 231 | 250 | YES | NO
AGILENT/HP/KEYSIGHT | 6654A | DC POWER SUPPLY | 185 | 231 | 250 | YES | NO
AGILENT/HP/KEYSIGHT | 6655A | POWER SUPPLY MODULE | 185 | 231 | 250 | YES | NO
AGILENT/HP/KEYSIGHT | 6671A | DC POWER SUPPLY | 185 | 231 | 250 | YES | NO
AGILENT/HP/KEYSIGHT | 6673A | DC POWER SUPPLY | 185 | 231 | 250 | YES | NO
AGILENT/HP/KEYSIGHT | 6812A | AC POWER SOURCE ANALYZER | 420 | 525 | 567 | YES | NO
AGILENT/HP/KEYSIGHT | 6812B | AC POWER SOURCE ANALYZER | 420 | 525 | 567 | YES | NO
AGILENT/HP/KEYSIGHT | 6813A | AC POWER SOURCE ANALYZER | 420 | 525 | 567 | YES | NO
AGILENT/HP/KEYSIGHT | 6813B | AC POWER SOURCE ANALYZER | 420 | 525 | 567 | YES | NO
AGILENT/HP/KEYSIGHT | 6825A | DC POWER SUPPLY | 185 | 231 | 250 | YES | NO
AGILENT/HP/KEYSIGHT | 8013B | PULSE GENERATOR | 294 | 368 | NA | NO | NO | 50 MHz
AGILENT/HP/KEYSIGHT | 81101A | PULSE GENERATOR | 294 | 368 | NA | NO | NO | 50 MHz
AGILENT/HP/KEYSIGHT | 81104A | PULSE GENERATOR | 294 | 368 | NA | NO | NO | 80 MHz
AGILENT/HP/KEYSIGHT | 8110A | PULSE GENERATOR | 336 | 420 | NA | NO | NO | 150 MHZ
AGILENT/HP/KEYSIGHT | 81110A | PULSE GENERATOR | 336 | 420 | NA | NO | NO | 330 MHz
AGILENT/HP/KEYSIGHT | 8111A | PULSE GENERATOR | 294 | 368 | NA | NO | NO | 20 MHz
AGILENT/HP/KEYSIGHT | 8112A | PULSE GENERATOR | 294 | 368 | NA | NO | NO | 50 MHz
AGILENT/HP/KEYSIGHT | 81130A | PULSE GENERATOR | 336 | 420 | NA | NO | NO | 660 MHz
AGILENT/HP/KEYSIGHT | 81134A | PULSE GENERATOR | 462 | 578 | NA | NO | NO | 3.35 GHz
AGILENT/HP/KEYSIGHT | 8114A | PULSE GENERATOR | 336 | 420 | NA | NO | NO | 15 MHz HV Output
AGILENT/HP/KEYSIGHT | 81150A | FUNCTION GENERATOR | 420 | 525 | NA | NO | NO | 240 MHz
AGILENT/HP/KEYSIGHT | 81160A | FUNCTION GENERATOR | 420 | 525 | NA | NO | NO | 330 MHz
AGILENT/HP/KEYSIGHT | 8116A | FUNCTION GENERATOR | 420 | 525 | NA | NO | NO
AGILENT/HP/KEYSIGHT | 8130A | PULSE GENERATOR | 336 | 420 | NA | NO | NO | 300 MHz
AGILENT/HP/KEYSIGHT | 8131A | PULSE GENERATOR | 336 | 420 | NA | NO | NO | 500 MHz
AGILENT/HP/KEYSIGHT | 8133A | PULSE GENERATOR | 462 | 578 | NA | NO | NO | 3.0 GHz
AGILENT/HP/KEYSIGHT | 81525A | OPTICAL HEAD 800-1650NM | 210 | 263 | NA | NO | NO
AGILENT/HP/KEYSIGHT | 81531A | 800-1700 NM DETECTOR | 210 | 263 | NA | NO | NO
AGILENT/HP/KEYSIGHT | 81532A | POWER SENSOR | 210 | 263 | NA | NO | NO
AGILENT/HP/KEYSIGHT | 81536A | POWER SENSOR OPTICAL | 210 | 263 | NA | NO | NO
AGILENT/HP/KEYSIGHT | 81552SM | 1310 NM LASER SOURCE | 210 | 263 | NA | NO | NO
AGILENT/HP/KEYSIGHT | 8156A | OPTICAL ATTENUATOR 1310-1550 NM SM | 210 | 263 | NA | NO | NO
AGILENT/HP/KEYSIGHT | 81609A | TUNEABLE LASER SOURCE | 210 | 263 | NA | NO | NO
AGILENT/HP/KEYSIGHT | 8160A | PULSE GENERATOR | 336 | 420 | NA | NO | NO
AGILENT/HP/KEYSIGHT | 81618A | INTERFACE OPTICAL | 210 | 263 | NA | NO | NO
AGILENT/HP/KEYSIGHT | 81619A | INTERFACE MODULE | 210 | 263 | NA | NO | NO
AGILENT/HP/KEYSIGHT | 81625A | OPTICAL POWER HEAD | 210 | 263 | NA | NO | NO
AGILENT/HP/KEYSIGHT | 81625B | OPTICAL POWER HEAD | 210 | 263 | NA | NO | NO
AGILENT/HP/KEYSIGHT | 81634B | INGAS DETECTOR | 210 | 263 | NA | NO | NO
AGILENT/HP/KEYSIGHT | 81635A | OPTICAL POWER SENSOR | 210 | 263 | NA | NO | NO
AGILENT/HP/KEYSIGHT | 8163A | LIGHTWAVE MULTIMETER | 210 | 263 | NA | NO | NO
AGILENT/HP/KEYSIGHT | 8164B | LIGHTWAVE MAINFRAME | 168 | NA | NA | NO | NO | Level 4 Only. Cal Modules Separate Price
AGILENT/HP/KEYSIGHT | 81654A | LASER SOURCE | 210 | 263 | NA | NO | NO
AGILENT/HP/KEYSIGHT | 8165A | FUNCTION GENERATOR | 420 | 525 | NA | NO | NO
AGILENT/HP/KEYSIGHT | 81980A | TUNABLE LASER SOURCE | 210 | 263 | NA | NO | NO
AGILENT/HP/KEYSIGHT | 8341B | RF SIGNAL GENERATOR SWEEP | 840 | 1050 | NA | NO | NO | 20 GHZ
AGILENT/HP/KEYSIGHT | 83494A | MODULE CLOCK RECOVERY | 168 | 210 | NA | NO | NO
AGILENT/HP/KEYSIGHT | 83495A | MODULE CLOCK RECOVERY | 168 | 210 | NA | NO | NO
AGILENT/HP/KEYSIGHT | 8350B | RF SIGNAL GENERATOR SWEEP | 336 | 420 | NA | NO | NO | MAINFRAME ONLY PLUGIN ADDITIONAL
AGILENT/HP/KEYSIGHT | 83522A | RF SIGNAL GENERATOR PLUGIN | 588 | 735 | NA | NO | NO
AGILENT/HP/KEYSIGHT | 83623A | RF SIGNAL GENERATOR SWEEP | 840 | 1050 | NA | NO | NO | 20.0 GHZ
AGILENT/HP/KEYSIGHT | 83623B | RF SIGNAL GENERATOR SWEEP | 840 | 1050 | NA | NO | NO | 20.0 GHZ
AGILENT/HP/KEYSIGHT | 83630A | RF SIGNAL GENERATOR SWEEP | 924 | 1155 | NA | NO | NO | 26.5 GHZ
AGILENT/HP/KEYSIGHT | 83630B | RF SIGNAL GENERATOR SWEEP | 924 | 1155 | NA | NO | NO | 26.5 GHZ
AGILENT/HP/KEYSIGHT | 83640A | RF SIGNAL GENERATOR SWEEP | 1050 | 1313 | NA | NO | NO | 40.0 GHZ
AGILENT/HP/KEYSIGHT | 83640B | RF SIGNAL GENERATOR SWEEP | 1050 | 1313 | NA | NO | NO | 40.0 GHZ
AGILENT/HP/KEYSIGHT | 83650L | Synthesized Swept-CW Generator | 1050 | 1313 | NA | NO | NO
AGILENT/HP/KEYSIGHT | 83711B | RF SIGNAL GENERATOR | 840 | 1050 | NA | NO | NO | 20.0 GHZ
AGILENT/HP/KEYSIGHT | 83712A | RF SIGNAL GENERATOR | 840 | 1050 | NA | NO | NO | 20.0 GHZ
AGILENT/HP/KEYSIGHT | 83712B | RF SIGNAL GENERATOR | 840 | 1050 | NA | NO | NO | 20.0 GHZ
AGILENT/HP/KEYSIGHT | 83732A | RF SIGNAL GENERATOR | 840 | 1050 | NA | NO | NO | 20.0 GHZ
AGILENT/HP/KEYSIGHT | 83732B | RF SIGNAL GENERATOR | 840 | 1050 | NA | NO | NO | 20.0 GHZ
AGILENT/HP/KEYSIGHT | 83752A | RF SIGNAL GENERATOR | 840 | 1050 | NA | NO | NO | 20.0 GHZ
AGILENT/HP/KEYSIGHT | 8447A | RF AMPLIFIER | 252 | 315 | NA | NO | NO
AGILENT/HP/KEYSIGHT | 8447D | RF AMPLIFIER | 252 | 315 | NA | NO | NO
AGILENT/HP/KEYSIGHT | 8447E | RF AMPLIFIER | 252 | 315 | NA | NO | NO | 1300 MHZ
AGILENT/HP/KEYSIGHT | 8447F | RF AMPLIFIER | 252 | 315 | NA | NO | NO
AGILENT/HP/KEYSIGHT | 8449B | RF AMPLIFIER MICROWAVE | 336 | 420 | NA | NO | NO
AGILENT/HP/KEYSIGHT | 84812A | RF POWER SENSOR PEAK | 294 | 368 | NA | NO | NO
AGILENT/HP/KEYSIGHT | 84813A | RF POWER SENSOR PEAK | 294 | 368 | NA | NO | NO
AGILENT/HP/KEYSIGHT | 84815A | RF POWER SENSOR PEAK | 294 | 368 | NA | NO | NO
AGILENT/HP/KEYSIGHT | 8481A | RF POWER SENSOR | 294 | 368 | NA | NO | NO
AGILENT/HP/KEYSIGHT | 8481B | POWER SENSOR | 294 | 368 | NA | NO | NO
AGILENT/HP/KEYSIGHT | 8481D | RF POWER SENSOR | 294 | 368 | NA | NO | NO
AGILENT/HP/KEYSIGHT | 8481H | RF POWER SENSOR | 294 | 368 | NA | NO | NO
AGILENT/HP/KEYSIGHT | 8482A | RF POWER SENSOR | 294 | 368 | NA | NO | NO
AGILENT/HP/KEYSIGHT | 8482H | POWER SENSOR | 294 | 368 | NA | NO | NO
AGILENT/HP/KEYSIGHT | 8483A | RF POWER SENSOR | 294 | 368 | NA | NO | NO
AGILENT/HP/KEYSIGHT | 8484A | RF POWER SENSOR | 294 | 368 | NA | NO | NO
AGILENT/HP/KEYSIGHT | 8485A | RF POWER SENSOR | 294 | 368 | NA | NO | NO | 26.5 GHZ
AGILENT/HP/KEYSIGHT | 8485D | POWER SENSOR | 294 | 368 | NA | NO | NO
AGILENT/HP/KEYSIGHT | 8491A | RF ATTENUATOR | 126 | 158 | NA | NO | NO
AGILENT/HP/KEYSIGHT | 8491B | RF ATTENUATOR | 126 | 158 | NA | NO | NO
AGILENT/HP/KEYSIGHT | 8493A | RF ATTENUATOR | 126 | 158 | NA | NO | NO | 12.5 GHZ
AGILENT/HP/KEYSIGHT | 8494A | RF ATTENUATOR STEP | 294 | 368 | NA | NO | NO | 4 GHz 0-11 dB
AGILENT/HP/KEYSIGHT | 8494B | RF ATTENUATOR STEP | 336 | 420 | NA | NO | NO | 18 GHz 0-11 dB
AGILENT/HP/KEYSIGHT | 8494H | RF ATTENUATOR STEP | 336 | 420 | NA | NO | NO | 18 GHz 0-11 dB
AGILENT/HP/KEYSIGHT | 8495A | RF ATTENUATOR STEP | 294 | 368 | NA | NO | NO | 4 GHz 0-70 dB
AGILENT/HP/KEYSIGHT | 8495B | RF ATTENUATOR STEP | 336 | 420 | NA | NO | NO | 18 GHz 0-70 dB
AGILENT/HP/KEYSIGHT | 8495D | RF ATTENUATOR | 378 | 473 | NA | NO | NO | 26.5 GHz 0-70 dB
AGILENT/HP/KEYSIGHT | 8495G | RF ATTENUATOR STEP | 294 | 368 | NA | NO | NO | 4 GHz 0-70 dB
AGILENT/HP/KEYSIGHT | 8496A | RF ATTENUATOR STEP | 378 | 473 | NA | NO | NO | 4 GHz 0-110 dB
AGILENT/HP/KEYSIGHT | 8496B | RF ATTENUATOR STEP | 420 | 525 | NA | NO | NO | 18 GHz 0-110 dB
AGILENT/HP/KEYSIGHT | 8496G | RF ATTENUATOR STEP | 378 | 473 | NA | NO | NO | 4 GHz 0-110 dB
AGILENT/HP/KEYSIGHT | 85024A | RF PROBE | 252 | 315 | NA | NO | NO | 3.0 GHZ
AGILENT/HP/KEYSIGHT | 85025A | RF POWER SENSOR DETECTOR | 294 | 368 | NA | NO | NO | Must Submit w/ 8757( ) Analyzer
AGILENT/HP/KEYSIGHT | 85025B | DETECTOR .01-26.5 GHZ | 294 | 368 | NA | NO | NO | Must Submit w/ 8757( ) Analyzer
AGILENT/HP/KEYSIGHT | 85027A | DIRECTIONAL BRIDGE 18 GHZ | 294 | 368 | NA | NO | NO | Must Submit w/ 8757( ) Analyzer
AGILENT/HP/KEYSIGHT | 85027B | DIRECTIONAL BRIDGE 26.5 GHZ | 294 | 368 | NA | NO | NO | Must Submit w/ 8757( ) Analyzer
AGILENT/HP/KEYSIGHT | 85032B | RF CALIBRATION KIT TYPE N | 0 | 0 | NA | NO | NO | Vendor only
AGILENT/HP/KEYSIGHT | 85033D | 3.5MM CALIBRATION KIT | 0 | 0 | NA | NO | NO | Vendor only
AGILENT/HP/KEYSIGHT | 85046A | RF NETWORK ANALYZER S PARAMETER TEST SET | 336 | 420 | NA | NO | NO
AGILENT/HP/KEYSIGHT | 85046B | RF NETWORK ANALYZER S PARAMETER TEST SET | 336 | 420 | NA | NO | NO
AGILENT/HP/KEYSIGHT | 85047A | RF NETWORK ANALYZER S PARAMETER TEST SET | 336 | 420 | NA | NO | NO
AGILENT/HP/KEYSIGHT | 8508A | RF VOLTMETER VECTOR | 420 | 525 | NA | NO | NO
AGILENT/HP/KEYSIGHT | 85092C | RF CALIBRATION MODULE | 0 | 0 | NA | NO | NO | Vendor only
AGILENT/HP/KEYSIGHT | 8560A | RF SPECTRUM ANALYZER | 672 | 840 | NA | NO | NO
AGILENT/HP/KEYSIGHT | 8560E | RF SPECTRUM ANALYZER | 672 | 840 | NA | NO | NO
AGILENT/HP/KEYSIGHT | 8560EC | RF SPECTRUM ANALYZER | 672 | 840 | NA | NO | NO
AGILENT/HP/KEYSIGHT | 8561A | RF SPECTRUM ANALYZER | 672 | 840 | NA | NO | NO | 06.5 GHz
AGILENT/HP/KEYSIGHT | 8561B | RF SPECTRUM ANALYZER | 672 | 840 | NA | NO | NO
AGILENT/HP/KEYSIGHT | 8561E | RF SPECTRUM ANALYZER | 672 | 840 | NA | NO | NO
AGILENT/HP/KEYSIGHT | 8561EC | RF SPECTRUM ANALYZER | 672 | 840 | NA | NO | NO
AGILENT/HP/KEYSIGHT | 8562A | RF SPECTRUM ANALYZER | 672 | 840 | NA | NO | NO
AGILENT/HP/KEYSIGHT | 8562E | RF SPECTRUM ANALYZER | 672 | 840 | NA | NO | NO
AGILENT/HP/KEYSIGHT | 8562EC | RF SPECTRUM ANALYZER | 672 | 840 | NA | NO | NO
AGILENT/HP/KEYSIGHT | 8563A | RF SPECTRUM ANALYZER | 672 | 840 | NA | NO | NO
AGILENT/HP/KEYSIGHT | 8563E | RF SPECTRUM ANALYZER | 672 | 840 | NA | NO | NO
AGILENT/HP/KEYSIGHT | 8563EC | RF SPECTRUM ANALYZER | 672 | 840 | NA | NO | NO
AGILENT/HP/KEYSIGHT | 8564A | RF SPECTRUM ANALYZER | 672 | 840 | NA | NO | NO | 40 GHZ
AGILENT/HP/KEYSIGHT | 8564E | RF SPECTRUM ANALYZER | 672 | 840 | NA | NO | NO | 40 GHZ
AGILENT/HP/KEYSIGHT | 8564EC | RF SPECTRUM ANALYZER | 672 | 840 | NA | NO | NO | 40 GHZ
AGILENT/HP/KEYSIGHT | 8565A | RF SPECTRUM ANALYZER | 672 | 840 | NA | NO | NO | 22 GHZ
AGILENT/HP/KEYSIGHT | 85660A | RF SECTION 22 GHZ (PART OF 8566A/B | 0 | 0 | NA | NO | NO | See 8566A/B
AGILENT/HP/KEYSIGHT | 85660B | RF SECTION 22 GHZ (PART OF 8566A/B | 0 | 0 | NA | NO | NO | See 8566A/B
AGILENT/HP/KEYSIGHT | 85660B/85662A | SPECTRUM ANALYZER/DISPLAY | 0 | 0 | NA | NO | NO | See 8566A/B
AGILENT/HP/KEYSIGHT | 85662A | DISPLAY SECTION (PART OF 8566A/B OR 8568A/B | 0 | 0 | NA | NO | NO | See 8566/68A/B
AGILENT/HP/KEYSIGHT | 8566A | RF SPECTRUM ANALYZER | 672 | 840 | NA | NO | NO
AGILENT/HP/KEYSIGHT | 8566B | RF SPECTRUM ANALYZER | 672 | 840 | NA | NO | NO
AGILENT/HP/KEYSIGHT | 85680A | RF SECTION 1.5 GHZ (PART OF 8568A/B | 0 | 0 | NA | NO | NO | See 8566A/B
AGILENT/HP/KEYSIGHT | 85680B | RF SECTION 1.5 GHZ (PART OF 8568A/B | 0 | 0 | NA | NO | NO | See 8566A/B
AGILENT/HP/KEYSIGHT | 8568A | RF SPECTRUM ANALYZER | 672 | 840 | NA | NO | NO
AGILENT/HP/KEYSIGHT | 8568B | RF SPECTRUM ANALYZER | 672 | 840 | NA | NO | NO
AGILENT/HP/KEYSIGHT | 85901A | AC POWER SOURCE | 294 | 368 | 397 | YES | NO
AGILENT/HP/KEYSIGHT | 8590A | RF SPECTRUM ANALYZER | 672 | 840 | NA | NO | NO
AGILENT/HP/KEYSIGHT | 8590D | SPECTRUM ANALYZER | 672 | 840 | NA | NO | NO
AGILENT/HP/KEYSIGHT | 8590L | RF SPECTRUM ANALYZER | 672 | 840 | NA | NO | NO
AGILENT/HP/KEYSIGHT | 8591A | RF SPECTRUM ANALYZER | 672 | 840 | NA | NO | NO
AGILENT/HP/KEYSIGHT | 8591C | RF SPECTRUM ANALYZER | 672 | 840 | NA | NO | NO
AGILENT/HP/KEYSIGHT | 8591E | RF SPECTRUM ANALYZER | 672 | 840 | NA | NO | NO | 1.80 GHZ
AGILENT/HP/KEYSIGHT | 8591EC | RF SPECTRUM ANALYZER | 672 | 840 | NA | NO | NO | 1.80 GHZ
AGILENT/HP/KEYSIGHT | 8591EM | RF SPECTRUM ANALYZER | 672 | 840 | NA | NO | NO | 1.80 GHZ
AGILENT/HP/KEYSIGHT | 8592B | RF SPECTRUM ANALYZER | 672 | 840 | NA | NO | NO
AGILENT/HP/KEYSIGHT | 8592L | SPECTRUM ANALYZER | 672 | 840 | NA | NO | NO
AGILENT/HP/KEYSIGHT | 8593E | RF SPECTRUM ANALYZER | 672 | 840 | NA | NO | NO
AGILENT/HP/KEYSIGHT | 8594E | RF SPECTRUM ANALYZER | 672 | 840 | NA | NO | NO
AGILENT/HP/KEYSIGHT | 8595A | RF SPECTRUM ANALYZER | 672 | 840 | NA | NO | NO
AGILENT/HP/KEYSIGHT | 8595E | RF SPECTRUM ANALYZER | 672 | 840 | NA | NO | NO
AGILENT/HP/KEYSIGHT | 8596E | RF SPECTRUM ANALYZER | 672 | 840 | NA | NO | NO
AGILENT/HP/KEYSIGHT | 86100A | OSCILLOSCOPE MAINFRAME | 378 | 473 | NA | NO | NO | MAINFRAME ONLY; MODULES ADDITIONAL
AGILENT/HP/KEYSIGHT | 86100B | OSCILLOSCOPE MAINFRAME | 378 | 473 | NA | NO | NO | MAINFRAME ONLY; MODULES ADDITIONAL
AGILENT/HP/KEYSIGHT | 86100C | OSCILLOSCOPE MAINFRAME | 378 | 473 | NA | NO | NO | MAINFRAME ONLY; MODULES ADDITIONAL
AGILENT/HP/KEYSIGHT | 86100D | OSCILLOSCOPE MAINFRAME | 378 | 473 | NA | NO | NO | MAINFRAME ONLY; MODULES ADDITIONAL
AGILENT/HP/KEYSIGHT | 86105B | MODULE DCA O/E CHANNEL 1000-16000NM | 168 | 210 | NA | NO | NO
AGILENT/HP/KEYSIGHT | 86107A | OSCILLOSCOPE PLUGIN MODULE TIMEBASE | 588 | 735 | NA | NO | NO | 10.00 GHZ, or 20 or 40 GHZ
AGILENT/HP/KEYSIGHT | 86112A | OSCILLOSCOPE PLUGIN | 588 | 735 | NA | NO | NO | 20.0 GHZ
AGILENT/HP/KEYSIGHT | 86120B | WAVELENGTH METER | 210 | 263 | NA | NO | NO
AGILENT/HP/KEYSIGHT | 86120C | MULTI-WAVELENGTH METER | 210 | 263 | NA | NO | NO
AGILENT/HP/KEYSIGHT | 8642A | RF SIGNAL GENERATOR | 672 | 840 | NA | NO | NO | 1.05 GHZ
AGILENT/HP/KEYSIGHT | 8642B | RF SIGNAL GENERATOR | 672 | 840 | NA | NO | NO
AGILENT/HP/KEYSIGHT | 8643A | RF SIGNAL GENERATOR | 672 | 840 | NA | NO | NO | 1.03 GHZ
AGILENT/HP/KEYSIGHT | 8644A | RF SIGNAL GENERATOR | 672 | 840 | NA | NO | NO | 1.03 GHZ
AGILENT/HP/KEYSIGHT | 8644B | RF SIGNAL GENERATOR | 672 | 840 | NA | NO | NO | 1.03 GHZ
AGILENT/HP/KEYSIGHT | 8647A | RF SIGNAL GENERATOR | 588 | 735 | NA | NO | NO
AGILENT/HP/KEYSIGHT | 8648A | RF SIGNAL GENERATOR | 588 | 735 | NA | NO | NO | 1.00 GHz
AGILENT/HP/KEYSIGHT | 8648B | RF SIGNAL GENERATOR | 588 | 735 | NA | NO | NO | 2.00 GHz
AGILENT/HP/KEYSIGHT | 8648C | RF SIGNAL GENERATOR | 588 | 735 | NA | NO | NO | 3.20 GHz
AGILENT/HP/KEYSIGHT | 8648D | RF SIGNAL GENERATOR | 630 | 788 | NA | NO | NO | 4.00 GHz
AGILENT/HP/KEYSIGHT | 8656B | RF SIGNAL GENERATOR | 588 | 735 | NA | NO | NO | 0.99 GHz
AGILENT/HP/KEYSIGHT | 8657A | RF SIGNAL GENERATOR | 588 | 735 | NA | NO | NO | 1.00 GHZ
AGILENT/HP/KEYSIGHT | 8657B | RF SIGNAL GENERATOR | 588 | 735 | NA | NO | NO
AGILENT/HP/KEYSIGHT | 8657D | RF SIGNAL GENERATOR | 588 | 735 | NA | NO | NO
AGILENT/HP/KEYSIGHT | 8662A | RF SIGNAL GENERATOR | 672 | 840 | NA | NO | NO | 1.2 GHz
AGILENT/HP/KEYSIGHT | 8663A | RF SIGNAL GENERATOR | 672 | 840 | NA | NO | NO | 2.5 GHz
AGILENT/HP/KEYSIGHT | 8664A | RF SIGNAL GENERATOR | 672 | 840 | NA | NO | NO | 3.0 GHZ
AGILENT/HP/KEYSIGHT | 8665B | RF SIGNAL GENERATOR | 714 | 893 | NA | NO | NO | 6.00 GHZ
AGILENT/HP/KEYSIGHT | 8710-1764 | TORQUE WRENCH | 69 | 86 | 93 | YES | NO | 8 IN LB
AGILENT/HP/KEYSIGHT | 8710-1765 | TORQUE WRENCH | 69 | 86 | 93 | YES | NO | 8 IN LB
AGILENT/HP/KEYSIGHT | 8710-1766 | TORQUE WRENCH | 69 | 86 | 93 | YES | NO | 8 IN LB
AGILENT/HP/KEYSIGHT | 8712B | RF NETWORK ANALYZER | 756 | 945 | NA | NO | NO
AGILENT/HP/KEYSIGHT | 8712C | RF NETWORK ANALYZER | 756 | 945 | NA | NO | NO
AGILENT/HP/KEYSIGHT | 8712ES | RF NETWORK ANALYZER | 756 | 945 | NA | NO | NO
AGILENT/HP/KEYSIGHT | 8712ET | RF NETWORK ANALYZER | 756 | 945 | NA | NO | NO
AGILENT/HP/KEYSIGHT | 8714C | RF NETWORK ANALYZER | 756 | 945 | NA | NO | NO
AGILENT/HP/KEYSIGHT | 8714ES | RF NETWORK ANALYZER | 756 | 945 | NA | NO | NO
AGILENT/HP/KEYSIGHT | 8719C | RF NETWORK ANALYZER | 756 | 945 | NA | NO | NO | 13.5 GHz
AGILENT/HP/KEYSIGHT | 8720C | RF NETWORK ANALYZER | 882 | 1103 | NA | NO | NO | 20 GHz
AGILENT/HP/KEYSIGHT | 8720D | RF NETWORK ANALYZER | 882 | 1103 | NA | NO | NO | 20 GHz
AGILENT/HP/KEYSIGHT | 8720ES | RF NETWORK ANALYZER | 756 | 945 | NA | NO | NO
AGILENT/HP/KEYSIGHT | 8722C | RF NETWORK ANALYZER | 924 | 1155 | NA | NO | NO | 40 GHz
AGILENT/HP/KEYSIGHT | 8722ES | RF NETWORK ANALYZER | 924 | 1155 | NA | NO | NO | 40 GHz
AGILENT/HP/KEYSIGHT | 87511A | RF NETWORK ANALYZER S PARAMETER TEST SET | 336 | 420 | NA | NO | NO
AGILENT/HP/KEYSIGHT | 87512A | TRANSMISSION/REFLECTION TEST SET | 336 | 420 | NA | NO | NO
AGILENT/HP/KEYSIGHT | 8751A | RF NETWORK ANALYZER | 756 | 945 | NA | NO | NO
AGILENT/HP/KEYSIGHT | 8752A | RF NETWORK ANALYZER | 756 | 945 | NA | NO | NO
AGILENT/HP/KEYSIGHT | 8752C | RF NETWORK ANALYZER | 756 | 945 | NA | NO | NO
AGILENT/HP/KEYSIGHT | 8753B | RF NETWORK ANALYZER | 756 | 945 | NA | NO | NO
AGILENT/HP/KEYSIGHT | 8753C | RF NETWORK ANALYZER | 756 | 945 | NA | NO | NO | 3.0 GHZ
AGILENT/HP/KEYSIGHT | 8753D | RF NETWORK ANALYZER | 756 | 945 | NA | NO | NO
AGILENT/HP/KEYSIGHT | 8753E | RF NETWORK ANALYZER | 756 | 945 | NA | NO | NO
AGILENT/HP/KEYSIGHT | 8753ES | RF NETWORK ANALYZER | 756 | 945 | NA | NO | NO
AGILENT/HP/KEYSIGHT | 8756A | RF NETWORK ANALYZER SCALAR | 756 | 945 | NA | NO | NO
AGILENT/HP/KEYSIGHT | 8757D | SCALAR NETWORK ANALYZER | 756 | 945 | NA | NO | NO
AGILENT/HP/KEYSIGHT | 8757E | SCALAR NETWORK ANALYZER | 756 | 945 | NA | NO | NO
AGILENT/HP/KEYSIGHT | 8780A | RF SIGNAL GENERATOR VECTOR | 672 | 840 | NA | NO | NO
AGILENT/HP/KEYSIGHT | 8901A | RF SIGNAL ANALYZER MODULATION | 588 | 735 | NA | NO | NO | 1.30 GHZ
AGILENT/HP/KEYSIGHT | 8901B | RF SIGNAL ANALYZER MODULATION | 672 | 840 | NA | NO | NO | 1.30 GHZ
AGILENT/HP/KEYSIGHT | 8902A | RF SIGNAL ANALYZER MEAS RECEIVER | 840 | 1050 | NA | NO | NO | 1.30 GHZ
AGILENT/HP/KEYSIGHT | 8903A | AUDIO ANALYZER | 462 | 578 | 624 | YES | NO | Accred AC/DC Volts. THD Not Accred.
AGILENT/HP/KEYSIGHT | 8903B | AUDIO ANALYZER | 462 | 578 | 624 | YES | NO | Accred AC/DC Volts. THD Not Accred.
AGILENT/HP/KEYSIGHT | 8903E | AUDIO ANALYZER | 462 | 578 | 624 | YES | NO | Accred AC/DC Volts. THD Not Accred.
AGILENT/HP/KEYSIGHT | 8904A | FUNCTION GENERATOR | 336 | 420 | NA | NO | NO
AGILENT/HP/KEYSIGHT | 8920A | RF COMMUNICATIONS TEST SET | 840 | 1050 | NA | NO | NO
AGILENT/HP/KEYSIGHT | 8920B | RF COMMUNICATIONS TEST SET | 840 | 1050 | NA | NO | NO
AGILENT/HP/KEYSIGHT | 89410A | RF SIGNAL ANALYZER VECTOR | 672 | 840 | NA | NO | NO | Submitted alone only.
AGILENT/HP/KEYSIGHT | 89440A | RF SIGNAL ANALYZER VECTOR | 756 | 945 | NA | NO | NO | 1.80 GHZ
AGILENT/HP/KEYSIGHT | 89441A | RF SIGNAL ANALYZER VECTOR | 756 | 945 | NA | NO | NO | 2.65 GHZ
AGILENT/HP/KEYSIGHT | 8960 Series 10 | RF SIGNAL ANALYZER | 756 | 945 | NA | NO | NO
AGILENT/HP/KEYSIGHT | 8970A | NOISE FIGURE METER | 588 | 735 | NA | NO | NO
AGILENT/HP/KEYSIGHT | 8970B | NOISE FIGURE METER | 588 | 735 | NA | NO | NO
AGILENT/HP/KEYSIGHT | 8991A | RF SPECTRUM ANALYZER PEAK PWR SPECIAL | 462 | 578 | NA | NO | NO
AGILENT/HP/KEYSIGHT | 909A | RF CALIBRATION KIT TERMINATION 1 PC | 168 | 210 | NA | NO | NO
AGILENT/HP/KEYSIGHT | 971A | DMM HANDHELD | 126 | 158 | 170 | YES | NO
AGILENT/HP/KEYSIGHT | 972A | DMM HANDHELD | 126 | 158 | 170 | YES | NO
AGILENT/HP/KEYSIGHT | 973A | DMM HANDHELD | 126 | 158 | 170 | YES | NO
AGILENT/HP/KEYSIGHT | 974A | DMM HANDHELD | 168 | 210 | 227 | YES | NO
AGILENT/HP/KEYSIGHT | B1500A | SEMICONDUCTOR ANALYZER MAINFRAME | 756 | 945 | NA | NO | NO | Any Option
AGILENT/HP/KEYSIGHT | B2901A | SMU | 252 | 315 | 340 | YES | NO
AGILENT/HP/KEYSIGHT | B2901BL | Precision Source/Measure Unit | 252 | 315 | 340 | YES | NO
AGILENT/HP/KEYSIGHT | B2902A | PRECISION SOURCE/MEASURE UNIT | 252 | 315 | 340 | YES | NO
AGILENT/HP/KEYSIGHT | B2902B | SMU | 252 | 315 | 340 | YES | NO
AGILENT/HP/KEYSIGHT | B2912A | SMU | 252 | 315 | 340 | YES | NO
AGILENT/HP/KEYSIGHT | B2912B | Precision Source/Measure Unit | 252 | 315 | 340 | YES | NO
AGILENT/HP/KEYSIGHT | B2961A | DC POWER SOURCE | 336 | 420 | 454 | YES | NO
AGILENT/HP/KEYSIGHT | B2961B | POWER SOURCE | 336 | 420 | 454 | YES | NO
AGILENT/HP/KEYSIGHT | B2962A | DC POWER SOURCE | 336 | 420 | 454 | YES | NO
AGILENT/HP/KEYSIGHT | B2981A | PICOAMMETER | 252 | 315 | NA | NO | NO
AGILENT/HP/KEYSIGHT | CX1101A | SMU SINGLE CHANNEL SENSOR | 168 | 210 | NA | NO | NO
AGILENT/HP/KEYSIGHT | CX1102A | SMU DUAL CHANNEL SENSOR | 168 | 210 | NA | NO | NO
AGILENT/HP/KEYSIGHT | CX1103A | CURRENT SENSOR | 168 | 210 | NA | NO | NO
AGILENT/HP/KEYSIGHT | CX1104A | CURRENT SENSOR | 168 | 210 | NA | NO | NO
AGILENT/HP/KEYSIGHT | CX1105A | SMU SINGLE CHANNEL DIFF SENSOR | 168 | 210 | NA | NO | NO
AGILENT/HP/KEYSIGHT | CX1151A | SMU PROBE ADAPTER | 168 | 210 | NA | NO | NO
AGILENT/HP/KEYSIGHT | CX1211A | RESISTIVE HEAD | 168 | 210 | NA | NO | NO
AGILENT/HP/KEYSIGHT | CX1213A | RESISTIVE HEAD | 168 | 210 | NA | NO | NO
AGILENT/HP/KEYSIGHT | CX1215A | RESISTIVE HEAD | 168 | 210 | NA | NO | NO
AGILENT/HP/KEYSIGHT | CX1216A | RESISTIVE HEAD | 168 | 210 | NA | NO | NO
AGILENT/HP/KEYSIGHT | CX3324A | DEVICE CURRENT WAVORM ANALYZER | 672 | 840 | NA | NO | NO
AGILENT/HP/KEYSIGHT | DAQ970A | DATA AQUISITION SYSTEM | 252 | 315 | 340 | YES | NO
AGILENT/HP/KEYSIGHT | DAQM901A | 20 CHANNEL MULTIPLEXER | 252 | 315 | 340 | YES | NO
AGILENT/HP/KEYSIGHT | DSA90254A | OSCILLOSCOPE BENCHTOP | 462 | 578 | NA | NO | NO | 02.5 GHZ
AGILENT/HP/KEYSIGHT | DSA90804A | OSCILLOSCOPE BENCHTOP | 588 | 735 | NA | NO | NO | 08.0 GHZ
AGILENT/HP/KEYSIGHT | DSA91304A | OSCILLOSCOPE BENCHTOP | 630 | 788 | NA | NO | NO | 13.0 GHZ
AGILENT/HP/KEYSIGHT | DSA-X 92004A | OSCILLOSCOPE SIGNAL ANALYZER | 630 | 788 | NA | NO | NO | 20.0 GHZ
AGILENT/HP/KEYSIGHT | DSO1012A | OSCILLOSCOPE PORTABLE | 252 | 315 | 340 | YES | NO | 0.10 GHZ
AGILENT/HP/KEYSIGHT | DSO1014A | OSCILLOSCOPE | 252 | 315 | 340 | YES | NO | 0.10 GHZ
AGILENT/HP/KEYSIGHT | DSO1022A | OSCILLOSCOPE PORTABLE | 252 | 315 | 340 | YES | NO | 0.20 GHZ
AGILENT/HP/KEYSIGHT | DSO1024A | OSCILLOSCOPE PORTABLE | 252 | 315 | 340 | YES | NO | 0.20 GHZ
AGILENT/HP/KEYSIGHT | DSO1072B | OSCILLOSCOPE PORTABLE | 252 | 315 | 340 | YES | NO | 0.07 GHZ
AGILENT/HP/KEYSIGHT | DSO3062A | OSCILLOSCOPE PORTABLE | 252 | 315 | 340 | YES | NO | 0.06 GHZ
AGILENT/HP/KEYSIGHT | DSO5032A | OSCILLOSCOPE PORTABLE | 252 | 315 | 340 | YES | NO | 0.30 GHZ
AGILENT/HP/KEYSIGHT | DSO5054A | OSCILLOSCOPE PORTABLE | 252 | 315 | 340 | YES | NO | 0.50 GHZ
AGILENT/HP/KEYSIGHT | DSO6012A | OSCILLOSCOPE PORTABLE | 252 | 315 | 340 | YES | NO | 0.10 GHZ
AGILENT/HP/KEYSIGHT | DSO6014A | OSCILLOSCOPE PORTABLE | 252 | 315 | 340 | YES | NO | 0.10 GHZ
AGILENT/HP/KEYSIGHT | DSO6032A | OSCILLOSCOPE PORTABLE | 252 | 315 | 340 | YES | NO | 0.30 GHZ
AGILENT/HP/KEYSIGHT | DSO6034A | OSCILLOSCOPE PORTABLE | 252 | 315 | 340 | YES | NO | 0.30 GHZ
AGILENT/HP/KEYSIGHT | DSO6052A | OSCILLOSCOPE PORTABLE | 252 | 315 | 340 | YES | NO | 0.50 GHZ
AGILENT/HP/KEYSIGHT | DSO6054A | OSCILLOSCOPE PORTABLE | 252 | 315 | 340 | YES | NO | 0.50 GHZ
AGILENT/HP/KEYSIGHT | DSO6102A | OSCILLOSCOPE PORTABLE | 420 | 525 | 567 | YES | NO | 01.0 GHZ
AGILENT/HP/KEYSIGHT | DSO6104A | OSCILLOSCOPE PORTABLE | 420 | 525 | 567 | YES | NO | 01.0 GHZ
AGILENT/HP/KEYSIGHT | DSO7012A | OSCILLOSCOPE PORTABLE | 252 | 315 | 340 | YES | NO | 0.10 GHZ
AGILENT/HP/KEYSIGHT | DSO7014A | OSCILLOSCOPE PORTABLE | 252 | 315 | 340 | YES | NO | 0.10 GHZ
AGILENT/HP/KEYSIGHT | DSO7032A | OSCILLOSCOPE PORTABLE | 252 | 315 | 340 | YES | NO | 0.35 GHZ
AGILENT/HP/KEYSIGHT | DSO7034A | OSCILLOSCOPE PORTABLE | 252 | 315 | 340 | YES | NO | 0.35 GHZ
AGILENT/HP/KEYSIGHT | DSO7052A | OSCILLOSCOPE PORTABLE | 252 | 315 | 340 | YES | NO | 0.50 GHZ
AGILENT/HP/KEYSIGHT | DSO7054A | OSCILLOSCOPE PORTABLE | 252 | 315 | 340 | YES | NO | 0.50 GHZ
AGILENT/HP/KEYSIGHT | DSO7104A | OSCILLOSCOPE PORTABLE | 420 | 525 | 567 | YES | NO | 01.0 GHZ
AGILENT/HP/KEYSIGHT | DSO80204B | OSCILLOSCOPE BENCHTOP | 462 | 578 | NA | NO | NO | 02.0 GHZ
AGILENT/HP/KEYSIGHT | DSO80304B | OSCILLOSCOPE BENCHTOP | 462 | 578 | NA | NO | NO | 03.0 GHZ
AGILENT/HP/KEYSIGHT | DSO80404B | OSCILLOSCOPE BENCHTOP | 504 | 630 | NA | NO | NO | 04.0 GHZ
AGILENT/HP/KEYSIGHT | DSO8064A | OSCILLOSCOPE BENCHTOP | 420 | 525 | 567 | YES | NO | 0.60 GHZ
AGILENT/HP/KEYSIGHT | DSO80804A | OSCILLOSCOPE BENCHTOP | 588 | 735 | NA | NO | NO | 08.0 GHZ
AGILENT/HP/KEYSIGHT | DSO8104A | OSCILLOSCOPE BENCHTOP | 420 | 525 | 567 | YES | NO | 01.0 GHZ
AGILENT/HP/KEYSIGHT | DSO81204A | OSCILLOSCOPE BENCHTOP | 588 | 735 | NA | NO | NO | 12.0 GHZ
AGILENT/HP/KEYSIGHT | DSO81304B | OSCILLOSCOPE BENCHTOP | 630 | 788 | NA | NO | NO | 13.0 GHZ
AGILENT/HP/KEYSIGHT | DSO90254A | OSCILLOSCOPE BENCHTOP | 630 | 788 | NA | NO | NO | 13.0 GHZ
AGILENT/HP/KEYSIGHT | DSO9104A | OSCILLOSCOPE BENCHTOP | 420 | 525 | 567 | YES | NO | 01.0 GHZ
AGILENT/HP/KEYSIGHT | DSO91304B | OSCILLOSCOPE BENCHTOP | 630 | 788 | NA | NO | NO | 13.0 GHZ
AGILENT/HP/KEYSIGHT | DSO9404A | OSCILLOSCOPE BENCHTOP | 504 | 630 | NA | NO | NO | 04.0 GHZ
AGILENT/HP/KEYSIGHT | DSO-S 054A | OSCILLOSCOPE BENCHTOP | 252 | 315 | 340 | YES | NO | 0.50 GHZ
AGILENT/HP/KEYSIGHT | DSO-S 104A | OSCILLOSCOPE BENCHTOP | 420 | 525 | 567 | YES | NO | 01.0 GHZ
AGILENT/HP/KEYSIGHT | DSO-S 204A | OSCILLOSCOPE BENCHTOP | 462 | 578 | NA | NO | NO | 02.0 GHZ
AGILENT/HP/KEYSIGHT | DSO-S 254A | OSCILLOSCOPE BENCHTOP | 462 | 578 | NA | NO | NO | 02.5 GHZ
AGILENT/HP/KEYSIGHT | DSO-S 404A | OSCILLOSCOPE BENCHTOP | 504 | 630 | NA | NO | NO | 04.0 GHZ
AGILENT/HP/KEYSIGHT | DSO-S 604A | OSCILLOSCOPE BENCHTOP | 504 | 630 | NA | NO | NO | 06.0 GHZ
AGILENT/HP/KEYSIGHT | DSO-S 804A | OSCILLOSCOPE BENCHTOP | 588 | 735 | NA | NO | NO | 08.0 GHZ
AGILENT/HP/KEYSIGHT | DSO-X 1102A | OSCILLOSCOPE PORTABLE | 252 | 315 | 340 | YES | NO | 0.07 GHZ
AGILENT/HP/KEYSIGHT | DSO-X 1204G | OSCILLOSCOPE PORTABLE W AWG | 378 | 473 | 510 | YES | NO | 0.07 GHZ - AFG Not Accredited
AGILENT/HP/KEYSIGHT | DSO-X 2002A | OSCILLOSCOPE PORTABLE | 252 | 315 | 340 | YES | NO | 0.07 GHZ
AGILENT/HP/KEYSIGHT | DSO-X 2004A | OSCILLOSCOPE PORTABLE | 252 | 315 | 340 | YES | NO | 0.07 GHZ
AGILENT/HP/KEYSIGHT | DSO-X 2012A | OSCILLOSCOPE PORTABLE | 252 | 315 | 340 | YES | NO | 0.10 GHZ
AGILENT/HP/KEYSIGHT | DSO-X 2014A | OSCILLOSCOPE PORTABLE | 252 | 315 | 340 | YES | NO | 0.10 GHZ
AGILENT/HP/KEYSIGHT | DSO-X 2022A | OSCILLOSCOPE PORTABLE | 252 | 315 | 340 | YES | NO | 0.20 GHZ
AGILENT/HP/KEYSIGHT | DSO-X 2024A | OSCILLOSCOPE PORTABLE | 252 | 315 | 340 | YES | NO | 0.20 GHZ
AGILENT/HP/KEYSIGHT | DSO-X 3012A | OSCILLOSCOPE PORTABLE | 252 | 315 | 340 | YES | NO | 0.10 GHZ
AGILENT/HP/KEYSIGHT | DSO-X 3012T | OSCILLOSCOPE PORTABLE | 252 | 315 | 340 | YES | NO | 0.10 GHZ
AGILENT/HP/KEYSIGHT | DSO-X 3014A | OSCILLOSCOPE PORTABLE | 252 | 315 | 340 | YES | NO | 0.10 GHZ
AGILENT/HP/KEYSIGHT | DSO-X 3014T | OSCILLOSCOPE PORTABLE | 252 | 315 | 340 | YES | NO | 0.10 GHZ
AGILENT/HP/KEYSIGHT | DSO-X 3022T | OSCILLOSCOPE PORTABLE | 252 | 315 | 340 | YES | NO | 0.20 GHZ
AGILENT/HP/KEYSIGHT | DSO-X 3024A | OSCILLOSCOPE PORTABLE | 252 | 315 | 340 | YES | NO | 0.20 GHZ
AGILENT/HP/KEYSIGHT | DSO-X 3024T | OSCILLOSCOPE PORTABLE | 252 | 315 | 340 | YES | NO | 0.20 GHZ
AGILENT/HP/KEYSIGHT | DSO-X 3032A | OSCILLOSCOPE PORTABLE | 252 | 315 | 340 | YES | NO | 0.35 GHZ
AGILENT/HP/KEYSIGHT | DSO-X 3032T | OSCILLOSCOPE PORTABLE | 252 | 315 | 340 | YES | NO | 0.35 GHZ
AGILENT/HP/KEYSIGHT | DSO-X 3034A | OSCILLOSCOPE PORTABLE | 252 | 315 | 340 | YES | NO | 0.35 GHZ
AGILENT/HP/KEYSIGHT | DSO-X 3034T | OSCILLOSCOPE PORTABLE | 252 | 315 | 340 | YES | NO | 0.35 GHZ
AGILENT/HP/KEYSIGHT | DSO-X 3052A | OSCILLOSCOPE PORTABLE | 252 | 315 | 340 | YES | NO | 0.50 GHZ
AGILENT/HP/KEYSIGHT | DSO-X 3052T | OSCILLOSCOPE PORTABLE | 252 | 315 | 340 | YES | NO | 0.50 GHZ
AGILENT/HP/KEYSIGHT | DSO-X 3054A | OSCILLOSCOPE PORTABLE | 252 | 315 | 340 | YES | NO | 0.50 GHZ
AGILENT/HP/KEYSIGHT | DSO-X 3054T | OSCILLOSCOPE PORTABLE | 252 | 315 | 340 | YES | NO | 0.50 GHZ
AGILENT/HP/KEYSIGHT | DSO-X 3102A | OSCILLOSCOPE PORTABLE | 420 | 525 | 567 | YES | NO | 01.0 GHZ
AGILENT/HP/KEYSIGHT | DSO-X 3102T | OSCILLOSCOPE PORTABLE | 420 | 525 | 567 | YES | NO | 01.0 GHZ
AGILENT/HP/KEYSIGHT | DSO-X 3104A | OSCILLOSCOPE PORTABLE | 420 | 525 | 567 | YES | NO | 01.0 GHZ
AGILENT/HP/KEYSIGHT | DSO-X 3104T | OSCILLOSCOPE PORTABLE | 420 | 525 | 567 | YES | NO | 01.0 GHZ
AGILENT/HP/KEYSIGHT | DSO-X 4022A | OSCILLOSCOPE PORTABLE | 252 | 315 | 340 | YES | NO | 0.20 GHZ
AGILENT/HP/KEYSIGHT | DSO-X 4024A | OSCILLOSCOPE PORTABLE | 252 | 315 | 340 | YES | NO | 0.20 GHZ
AGILENT/HP/KEYSIGHT | DSO-X 4032A | OSCILLOSCOPE PORTABLE | 252 | 315 | 340 | YES | NO | 0.35 GHZ
AGILENT/HP/KEYSIGHT | DSO-X 4034A | OSCILLOSCOPE PORTABLE | 252 | 315 | 340 | YES | NO | 0.35 GHZ
AGILENT/HP/KEYSIGHT | DSO-X 4052A | OSCILLOSCOPE PORTABLE | 252 | 315 | 340 | YES | NO | 0.50 GHZ
AGILENT/HP/KEYSIGHT | DSO-X 4054A | OSCILLOSCOPE PORTABLE | 252 | 315 | 340 | YES | NO | 0.50 GHZ
AGILENT/HP/KEYSIGHT | DSO-X 4104A | OSCILLOSCOPE PORTABLE | 420 | 525 | 567 | YES | NO | 01.0 GHZ
AGILENT/HP/KEYSIGHT | DSO-X 4154A | OSCILLOSCOPE PORTABLE | 462 | 578 | NA | NO | NO | 01.5 GHZ
AGILENT/HP/KEYSIGHT | DSO-X 6002A DSOX6B10T252BW | OSCILLOSCOPE PORTABLE | 462 | 578 | NA | NO | NO | 02.5 GHZ
AGILENT/HP/KEYSIGHT | DSO-X 6002A DSOX6B10T402BW | OSCILLOSCOPE PORTABLE | 504 | 630 | NA | NO | NO | 04.0 GHZ
AGILENT/HP/KEYSIGHT | DSO-X 6002A DSOX6B10T602BW | OSCILLOSCOPE PORTABLE | 504 | 630 | NA | NO | NO | 06.0 GHZ
AGILENT/HP/KEYSIGHT | DSO-X 6002A STD | OSCILLOSCOPE PORTABLE | 420 | 525 | 567 | YES | NO | 01.0 GHZ
AGILENT/HP/KEYSIGHT | DSO-X 6004A DSOX6B10T254BW | OSCILLOSCOPE PORTABLE | 462 | 578 | NA | NO | NO | 02.5 GHZ
AGILENT/HP/KEYSIGHT | DSO-X 6004A DSOX6B10T404BW | OSCILLOSCOPE PORTABLE | 504 | 630 | NA | NO | NO | 04.0 GHZ
AGILENT/HP/KEYSIGHT | DSO-X 6004A DSOX6B10T604BW | OSCILLOSCOPE PORTABLE | 504 | 630 | NA | NO | NO | 06.0 GHZ
AGILENT/HP/KEYSIGHT | DSO-X 6004A STD | OSCILLOSCOPE PORTABLE | 420 | 525 | 567 | YES | NO | 01.0 GHZ
AGILENT/HP/KEYSIGHT | E1410A | DMM VXI | 336 | 420 | 454 | YES | NO | 6.5 DIGIT
AGILENT/HP/KEYSIGHT | E1412A | DMM VXI | 336 | 420 | 454 | YES | NO | 6.5 DIGIT
AGILENT/HP/KEYSIGHT | E1432A | OSCILLOSCOPE DIGITIZER VXI | 672 | 840 | 907 | YES | NO
AGILENT/HP/KEYSIGHT | E1434A | FUNCTION GENERATOR VXI | 462 | 578 | NA | NO | NO
AGILENT/HP/KEYSIGHT | E1445A | FUNCTION GENERATOR VXI | 462 | 578 | NA | NO | NO
AGILENT/HP/KEYSIGHT | E2373A | DMM HANDHELD | 126 | 158 | 170 | YES | NO
AGILENT/HP/KEYSIGHT | E2377A | DMM HANDHELD | 126 | 158 | 170 | YES | NO
AGILENT/HP/KEYSIGHT | E2378A | DMM HANDHELD | 126 | 158 | 170 | YES | NO
AGILENT/HP/KEYSIGHT | E2621A | ADAPTER TERMINATION | 168 | 210 | NA | NO | NO
AGILENT/HP/KEYSIGHT | E2622A | ADAPTER TERMINATION | 168 | 210 | NA | NO | NO
AGILENT/HP/KEYSIGHT | E36104A | POWER SUPPLY | 185 | 231 | 250 | YES | NO
AGILENT/HP/KEYSIGHT | E3610A | DC POWER SUPPLY | 185 | 231 | 250 | YES | NO
AGILENT/HP/KEYSIGHT | E3611A | DC POWER SUPPLY | 185 | 231 | 250 | YES | NO
AGILENT/HP/KEYSIGHT | E3612A | DC POWER SUPPLY | 185 | 231 | 250 | YES | NO
AGILENT/HP/KEYSIGHT | E3614A | DC POWER SUPPLY | 185 | 231 | 250 | YES | NO
AGILENT/HP/KEYSIGHT | E3615A | DC POWER SUPPLY | 185 | 231 | 250 | YES | NO
AGILENT/HP/KEYSIGHT | E3617A | DC POWER SUPPLY | 185 | 231 | 250 | YES | NO
AGILENT/HP/KEYSIGHT | E3620A | DC POWER SUPPLY | 185 | 231 | 250 | YES | NO
AGILENT/HP/KEYSIGHT | E36232A | DC POWER SUPPLY | 185 | 231 | 250 | YES | NO
AGILENT/HP/KEYSIGHT | E3630A | DC POWER SUPPLY | 185 | 231 | 250 | YES | NO
AGILENT/HP/KEYSIGHT | E36311A | DC POWER SUPPLY | 185 | 231 | 250 | YES | NO
AGILENT/HP/KEYSIGHT | E36312A | DC POWER SUPPLY | 185 | 231 | 250 | YES | NO
AGILENT/HP/KEYSIGHT | E36313A | DC POWER SUPPLY | 185 | 231 | 250 | YES | NO
AGILENT/HP/KEYSIGHT | E3631A | DC POWER SUPPLY | 185 | 231 | 250 | YES | NO
AGILENT/HP/KEYSIGHT | E3632A | DC POWER SUPPLY | 185 | 231 | 250 | YES | NO
AGILENT/HP/KEYSIGHT | E3633A | DC POWER SUPPLY | 185 | 231 | 250 | YES | NO
AGILENT/HP/KEYSIGHT | E3634A | DC POWER SUPPLY | 185 | 231 | 250 | YES | NO
AGILENT/HP/KEYSIGHT | E3638A | DC POWER SUPPLY | 185 | 231 | 250 | YES | NO
AGILENT/HP/KEYSIGHT | E3640A | DC POWER SUPPLY | 185 | 231 | 250 | YES | NO
AGILENT/HP/KEYSIGHT | E3642A | DC POWER SUPPLY | 185 | 231 | 250 | YES | NO
AGILENT/HP/KEYSIGHT | E3644A | DC POWER SUPPLY | 185 | 231 | 250 | YES | NO
AGILENT/HP/KEYSIGHT | E3645A | DC POWER SUPPLY | 185 | 231 | 250 | YES | NO
AGILENT/HP/KEYSIGHT | E3646A | DC POWER SUPPLY | 185 | 231 | 250 | YES | NO
AGILENT/HP/KEYSIGHT | E3647A | DC POWER SUPPLY | 185 | 231 | 250 | YES | NO
AGILENT/HP/KEYSIGHT | E3648A | DC POWER SUPPLY | 185 | 231 | 250 | YES | NO
AGILENT/HP/KEYSIGHT | E3649A | DC POWER SUPPLY | 185 | 231 | 250 | YES | NO
AGILENT/HP/KEYSIGHT | E4400A | RF SIGNAL GENERATOR | 672 | 840 | NA | NO | NO | 1.00 GHZ
AGILENT/HP/KEYSIGHT | E4401A | RF SPECTRUM ANALYZER | 672 | 840 | NA | NO | NO
AGILENT/HP/KEYSIGHT | E4401B | RF SPECTRUM ANALYZER | 672 | 840 | NA | NO | NO
AGILENT/HP/KEYSIGHT | E4402A | RF SPECTRUM ANALYZER | 672 | 840 | NA | NO | NO
AGILENT/HP/KEYSIGHT | E4402B | RF SPECTRUM ANALYZER | 672 | 840 | NA | NO | NO
AGILENT/HP/KEYSIGHT | E4404B | RF SPECTRUM ANALYZER | 672 | 840 | NA | NO | NO
AGILENT/HP/KEYSIGHT | E4405B | RF SPECTRUM ANALYZER | 672 | 840 | NA | NO | NO
AGILENT/HP/KEYSIGHT | E4406A | RF SIGNAL ANALYZER VECTOR | 672 | 840 | NA | NO | NO | 4.0 GHZ
AGILENT/HP/KEYSIGHT | E4407B | RF SPECTRUM ANALYZER | 672 | 840 | NA | NO | NO | 26.5 GHZ
AGILENT/HP/KEYSIGHT | E4411B | RF SPECTRUM ANALYZER | 672 | 840 | NA | NO | NO | 1.50 GHZ
AGILENT/HP/KEYSIGHT | E4412A | RF POWER SENSOR | 294 | 368 | NA | NO | NO
AGILENT/HP/KEYSIGHT | E4416A | RF POWER METER | 252 | 315 | NA | NO | NO
AGILENT/HP/KEYSIGHT | E4417A | RF POWER METER | 252 | 315 | NA | NO | NO
AGILENT/HP/KEYSIGHT | E4418A | RF POWER METER | 252 | 315 | NA | NO | NO
AGILENT/HP/KEYSIGHT | E4418B | RF POWER METER | 252 | 315 | NA | NO | NO
AGILENT/HP/KEYSIGHT | E4419A | RF POWER METER | 252 | 315 | NA | NO | NO
AGILENT/HP/KEYSIGHT | E4419B | RF POWER METER | 252 | 315 | NA | NO | NO
AGILENT/HP/KEYSIGHT | E4420A | RF SIGNAL GENERATOR | 672 | 840 | NA | NO | NO | 3.0 GHZ
AGILENT/HP/KEYSIGHT | E4420B | RF SIGNAL GENERATOR | 588 | 735 | NA | NO | NO
AGILENT/HP/KEYSIGHT | E4421A | RF SIGNAL GENERATOR | 672 | 840 | NA | NO | NO
AGILENT/HP/KEYSIGHT | E4421B | RF SIGNAL GENERATOR | 588 | 735 | NA | NO | NO | 3.0 GHZ
AGILENT/HP/KEYSIGHT | E4422A | RF SIGNAL GENERATOR | 672 | 840 | NA | NO | NO
AGILENT/HP/KEYSIGHT | E4422B | RF SIGNAL GENERATOR | 588 | 735 | NA | NO | NO
AGILENT/HP/KEYSIGHT | E4423B | RF SIGNAL GENERATOR | 672 | 840 | NA | NO | NO | 1.0 GHz
AGILENT/HP/KEYSIGHT | E4425B | RF SIGNAL GENERATOR | 672 | 840 | NA | NO | NO | 3.0 GHZ
AGILENT/HP/KEYSIGHT | E4426B | RF SIGNAL GENERATOR | 714 | 893 | NA | NO | NO | 4.0 GHZ
AGILENT/HP/KEYSIGHT | E4428C | RF SIGNAL GENERATOR | 630 | 788 | NA | NO | NO | 6.0 GHZ
AGILENT/HP/KEYSIGHT | E4430B | RF SIGNAL GENERATOR | 672 | 840 | NA | NO | NO
AGILENT/HP/KEYSIGHT | E4431A | RF SIGNAL GENERATOR | 672 | 840 | NA | NO | NO | 2.0 GHZ
AGILENT/HP/KEYSIGHT | E4431B | RF SIGNAL GENERATOR | 672 | 840 | NA | NO | NO | 2.0 GHZ
AGILENT/HP/KEYSIGHT | E4432A | RF SIGNAL GENERATOR | 672 | 840 | NA | NO | NO | 3.0 GHZ
AGILENT/HP/KEYSIGHT | E4432B | RF SIGNAL GENERATOR | 672 | 840 | NA | NO | NO
AGILENT/HP/KEYSIGHT | E4433A | RF SIGNAL GENERATOR | 714 | 893 | NA | NO | NO | 4.0 GHZ
AGILENT/HP/KEYSIGHT | E4433B | RF SIGNAL GENERATOR | 714 | 893 | NA | NO | NO
AGILENT/HP/KEYSIGHT | E4435B | RF SIGNAL GENERATOR | 672 | 840 | NA | NO | NO
AGILENT/HP/KEYSIGHT | E4436B | RF SIGNAL GENERATOR | 672 | 840 | NA | NO | NO | 3.0 GHZ
AGILENT/HP/KEYSIGHT | E4437B | RF SIGNAL GENERATOR | 714 | 893 | NA | NO | NO | 4.0 GHZ
AGILENT/HP/KEYSIGHT | E4438C 1, 2, or 3 GHz | RF SIGNAL GENERATOR VECTOR | 672 | 840 | NA | NO | NO
AGILENT/HP/KEYSIGHT | E4438C 4 or 6 GHz | RF SIGNAL GENERATOR VECTOR | 714 | 893 | NA | NO | NO
AGILENT/HP/KEYSIGHT | E4440A | RF SPECTRUM ANALYZER | 672 | 840 | NA | NO | NO | 26.5 GHZ
AGILENT/HP/KEYSIGHT | E4443A | RF SPECTRUM ANALYZER | 672 | 840 | NA | NO | NO | 6.7 GHZ
AGILENT/HP/KEYSIGHT | E4445A | RF SPECTRUM ANALYZER | 672 | 840 | NA | NO | NO
AGILENT/HP/KEYSIGHT | E4916A | LCR METER CRYSTAL IMPEDANCE METER | 420 | 525 | NA | NO | NO
AGILENT/HP/KEYSIGHT | E4980A | LCR METER | 336 | 420 | NA | NO | NO
AGILENT/HP/KEYSIGHT | E4980AL | LCR METER | 336 | 420 | NA | NO | NO
AGILENT/HP/KEYSIGHT | E4990A | IMPEDANCE ANALYZER | 420 | 525 | NA | NO | NO
AGILENT/HP/KEYSIGHT | E4991A | RF IMPEDANCE ANALYZER | 420 | 525 | NA | NO | NO
AGILENT/HP/KEYSIGHT | E4991B | IMPEDANCE ANALYZER | 420 | 525 | NA | NO | NO
AGILENT/HP/KEYSIGHT | E5052A | RF SIGNAL SOURCE ANALYZER | 1176 | 1470 | NA | NO | NO
AGILENT/HP/KEYSIGHT | E5052B | RF SIGNAL SOURCE ANALYZER | 1176 | 1470 | NA | NO | NO
AGILENT/HP/KEYSIGHT | E5061B | RF NETWORK ANALYZER ENA | 756 | 945 | NA | NO | NO
AGILENT/HP/KEYSIGHT | E5063A | RF NETWORK ANALYZER ENA | 756 | 945 | NA | NO | NO
AGILENT/HP/KEYSIGHT | E5071B | RF NETWORK ANALYZER ENA | 756 | 945 | NA | NO | NO | 8.5 GHZ
AGILENT/HP/KEYSIGHT | E5071C | RF NETWORK ANALYZER ENA | 756 | 945 | NA | NO | NO | 4.5-20.0 GHZ
AGILENT/HP/KEYSIGHT | E5080A 2 PORT | RF NETWORK ANALYZER ENA | 756 | 945 | NA | NO | NO | 4.5-9.0 GHZ
AGILENT/HP/KEYSIGHT | E5080A 4 PORT | RF NETWORK ANALYZER ENA | 840 | 1050 | NA | NO | NO | 4.5-9.0 GHZ
AGILENT/HP/KEYSIGHT | E5080B | ENA NETWORK ANALYZER SERIES | 0 | 0 | NA | NO | NO | Price By 2/4 Port & Frequency Range
AGILENT/HP/KEYSIGHT | E5080B 2 PORT 14 GHZ | ENA NETWORK ANALYZER | 756 | 945 | NA | NO | NO
AGILENT/HP/KEYSIGHT | E5080B 2 PORT 20 GHZ | ENA NETWORK ANALYZER | 882 | 1103 | NA | NO | NO
AGILENT/HP/KEYSIGHT | E5080B 2 PORT 26.5 GHZ | ENA NETWORK ANALYZER | 882 | 1103 | NA | NO | NO
AGILENT/HP/KEYSIGHT | E5080B 2 PORT 33 GHZ | ENA NETWORK ANALYZER | 924 | 1155 | NA | NO | NO
AGILENT/HP/KEYSIGHT | E5080B 2 PORT 4.5 GHZ | ENA NETWORK ANALYZER | 756 | 945 | NA | NO | NO
AGILENT/HP/KEYSIGHT | E5080B 2 PORT 44 GHZ | ENA NETWORK ANALYZER | 924 | 1155 | NA | NO | NO
AGILENT/HP/KEYSIGHT | E5080B 2 PORT 53 GHZ | ENA NETWORK ANALYZER | 924 | 1155 | NA | NO | NO | LIM CAL: Tested up to 50 GHz
AGILENT/HP/KEYSIGHT | E5080B 2 PORT 6.5 GHZ | ENA NETWORK ANALYZER | 756 | 945 | NA | NO | NO
AGILENT/HP/KEYSIGHT | E5080B 2 PORT 9.0 GHZ | ENA NETWORK ANALYZER | 756 | 945 | NA | NO | NO
AGILENT/HP/KEYSIGHT | E5080B 4 PORT 14 GHZ | ENA NETWORK ANALYZER | 840 | 1050 | NA | NO | NO
AGILENT/HP/KEYSIGHT | E5080B 4 PORT 20 GHZ | ENA NETWORK ANALYZER | 966 | 1208 | NA | NO | NO
AGILENT/HP/KEYSIGHT | E5080B 4 PORT 26.5 GHZ | ENA NETWORK ANALYZER | 966 | 1208 | NA | NO | NO
AGILENT/HP/KEYSIGHT | E5080B 4 PORT 33 GHZ | ENA NETWORK ANALYZER | 966 | 1208 | NA | NO | NO
AGILENT/HP/KEYSIGHT | E5080B 4 PORT 4.5 GHZ | ENA NETWORK ANALYZER | 840 | 1050 | NA | NO | NO
AGILENT/HP/KEYSIGHT | E5080B 4 PORT 44 GHZ | ENA NETWORK ANALYZER | 966 | 1208 | NA | NO | NO
AGILENT/HP/KEYSIGHT | E5080B 4 PORT 53 GHZ | ENA NETWORK ANALYZER | 966 | 1208 | NA | NO | NO | LIM CAL: Tested up to 50 GHz
AGILENT/HP/KEYSIGHT | E5080B 4 PORT 6.5 GHZ | ENA NETWORK ANALYZER | 840 | 1050 | NA | NO | NO
AGILENT/HP/KEYSIGHT | E5080B 4 PORT 9.0 GHZ | ENA NETWORK ANALYZER | 840 | 1050 | NA | NO | NO
AGILENT/HP/KEYSIGHT | E5100A | RF NETWORK ANALYZER | 756 | 945 | NA | NO | NO
AGILENT/HP/KEYSIGHT | E5250A | LOW LEAKAGE SWITCH MAINFRAME | 420 | 525 | NA | NO | NO | Cal as Part of B1500A Only
AGILENT/HP/KEYSIGHT | E7401A | RF SPECTRUM ANALYZER | 672 | 840 | NA | NO | NO
AGILENT/HP/KEYSIGHT | E7402A | RF SPECTRUM ANALYZER | 672 | 840 | NA | NO | NO
AGILENT/HP/KEYSIGHT | E7404A | RF SPECTRUM ANALYZER | 672 | 840 | NA | NO | NO | 13.2 GHZ
AGILENT/HP/KEYSIGHT | E7405A | RF SPECTRUM ANALYZER | 672 | 840 | NA | NO | NO
AGILENT/HP/KEYSIGHT | E7515A | WIRELESS TEST SET | 924 | 1155 | NA | NO | NO
AGILENT/HP/KEYSIGHT | E8257C | RF SIGNAL GENERATOR SERIES | 0 | 0 | NA | NO | NO | Price By Option
AGILENT/HP/KEYSIGHT | E8257C 20 GHz | RF SIGNAL GENERATOR | 840 | 1050 | NA | NO | NO
AGILENT/HP/KEYSIGHT | E8257C 40 GHz | RF SIGNAL GENERATOR | 1050 | 1313 | NA | NO | NO | 40.0 GHZ
AGILENT/HP/KEYSIGHT | E8257D | RF SIGNAL GENERATOR SERIES | 0 | 0 | NA | NO | NO | Price By Option
AGILENT/HP/KEYSIGHT | E8257D OPT 513 | RF SIGNAL GENERATOR 13 GHz | 840 | 1050 | NA | NO | NO | 13.0 GHz
AGILENT/HP/KEYSIGHT | E8257D OPT 520 | RF SIGNAL GENERATOR 20 GHz | 840 | 1050 | NA | NO | NO | 20.0 GHz
AGILENT/HP/KEYSIGHT | E8257D OPT 521 | RF SIGNAL GENERATOR 20 GHz | 840 | 1050 | NA | NO | NO | 20.0 GHz
AGILENT/HP/KEYSIGHT | E8257D OPT 532 | RF SIGNAL GENERATOR 31.8 GHz | 1050 | 1313 | NA | NO | NO | 31.8 GHz
AGILENT/HP/KEYSIGHT | E8257D OPT 540 | RF SIGNAL GENERATOR 40 GHz | 1050 | 1313 | NA | NO | NO | 40.0 GHz
AGILENT/HP/KEYSIGHT | E8257D OPT 550 | RF SIGNAL GENERATOR 50 GHz | 1050 | 1313 | NA | NO | NO | 50.0 GHz
AGILENT/HP/KEYSIGHT | E8257D OPT 567 | RF SIGNAL GENERATOR 70 GHz | 1050 | 1313 | NA | NO | NO | LIM CAL: Tested up to 50 GHz
AGILENT/HP/KEYSIGHT | E8358A | RF NETWORK ANALYZER | 756 | 945 | NA | NO | NO | 9.0 GHZ
AGILENT/HP/KEYSIGHT | E8362B | RF NETWORK ANALYZER PNA | 756 | 945 | NA | NO | NO
AGILENT/HP/KEYSIGHT | E8363C | RF NETWORK ANALYZER 40 GHZ | 924 | 1155 | NA | NO | NO
AGILENT/HP/KEYSIGHT | E8364B | RF NETWORK ANALYZER 50 GHZ | 924 | 1155 | NA | NO | NO
AGILENT/HP/KEYSIGHT | E8364C | RF NETWORK ANALYZER 50 GHZ | 924 | 1155 | NA | NO | NO
AGILENT/HP/KEYSIGHT | E8663D | RF SIGNAL GENERATOR | 672 | 840 | NA | NO | NO
AGILENT/HP/KEYSIGHT | E8801A | RF NETWORK ANALYZER 3 GHZ | 756 | 945 | NA | NO | NO
AGILENT/HP/KEYSIGHT | E8802A | RF NETWORK ANALYZER 6 GHZ | 756 | 945 | NA | NO | NO
AGILENT/HP/KEYSIGHT | E8803A | RF NETWORK ANALYZER 9 GHZ | 756 | 945 | NA | NO | NO
AGILENT/HP/KEYSIGHT | E9300A | RF POWER SENSOR | 294 | 368 | NA | NO | NO
AGILENT/HP/KEYSIGHT | E9301A | RF POWER SENSOR | 294 | 368 | NA | NO | NO
AGILENT/HP/KEYSIGHT | E9301H | RF POWER SENSOR | 294 | 368 | NA | NO | NO
AGILENT/HP/KEYSIGHT | E9304A | RF POWER SENSOR | 294 | 368 | NA | NO | NO | 6.0 GHZ
AGILENT/HP/KEYSIGHT | E9321A | RF POWER SENSOR | 294 | 368 | NA | NO | NO
AGILENT/HP/KEYSIGHT | E9323A | RF POWER SENSOR | 294 | 368 | NA | NO | NO
AGILENT/HP/KEYSIGHT | E9326A | RF PEAK POWER SENSOR | 294 | 368 | NA | NO | NO
AGILENT/HP/KEYSIGHT | E9327A | RF POWER SENSOR | 294 | 368 | NA | NO | NO
AGILENT/HP/KEYSIGHT | ECP-E18A | RF POWER SENSOR | 294 | 368 | NA | NO | NO
AGILENT/HP/KEYSIGHT | ECP-E26A | RF POWER SENSOR | 294 | 368 | NA | NO | NO
AGILENT/HP/KEYSIGHT | EDUX1002A | OSCILLOSCOPE PORTABLE | 252 | 315 | 340 | YES | NO | 0.05 GHZ
AGILENT/HP/KEYSIGHT | EPM-441A | RF POWER METER | 294 | 368 | NA | NO | NO
AGILENT/HP/KEYSIGHT | EPM-442A | RF POWER METER | 252 | 315 | NA | NO | NO
AGILENT/HP/KEYSIGHT | ESG1000A | RF SIGNAL GENERATOR | 588 | 735 | NA | NO | NO
AGILENT/HP/KEYSIGHT | ESG3000A | RF SIGNAL GENERATOR | 588 | 735 | NA | NO | NO
AGILENT/HP/KEYSIGHT | K09-0982B | AC VOLTAGE VARIAC | 168 | 210 | 227 | YES | NO
AGILENT/HP/KEYSIGHT | M1722B | DEFIBRILLATOR | 252 | 315 | NA | NO | NO
AGILENT/HP/KEYSIGHT | M2475B | DEFIBRILLATOR | 252 | 315 | NA | NO | NO
AGILENT/HP/KEYSIGHT | M9019A | PXIe CHASSIS 18-SLOT | 0 | 0 | NA | NO | NO | OEM Cal Only. No capability here
AGILENT/HP/KEYSIGHT | M9037A | PXIe EMBEDDED CONTROLLER | 0 | 0 | NA | NO | NO | OEM Cal Only. No capability here
AGILENT/HP/KEYSIGHT | M9111A | PXIe HIGH SPEED SMU | 0 | 0 | NA | NO | NO | OEM Cal Only. No capability here
AGILENT/HP/KEYSIGHT | M9300A | PXIe FREQUENCY REFERENCE | 0 | 0 | NA | NO | NO | OEM Cal Only. No capability here
AGILENT/HP/KEYSIGHT | M9421A | PXIe VECTOR TRANSCEIVER | 0 | 0 | NA | NO | NO | OEM Cal Only. No capability here
AGILENT/HP/KEYSIGHT | MSO6014A | OSCILLOSCOPE BENCHTOP | 252 | 315 | 340 | YES | NO | 0.10 GHZ
AGILENT/HP/KEYSIGHT | MSO6032A | OSCILLOSCOPE BENCHTOP | 252 | 315 | 340 | YES | NO | 0.30 GHZ
AGILENT/HP/KEYSIGHT | MSO6034A | OSCILLOSCOPE BENCHTOP | 252 | 315 | 340 | YES | NO | 0.30 GHZ
AGILENT/HP/KEYSIGHT | MSO6052A | OSCILLOSCOPE BENCHTOP | 252 | 315 | 340 | YES | NO | 0.50 GHZ
AGILENT/HP/KEYSIGHT | MSO6054A | OSCILLOSCOPE BENCHTOP | 252 | 315 | 340 | YES | NO | 0.50 GHZ
AGILENT/HP/KEYSIGHT | MSO6102A | OSCILLOSCOPE BENCHTOP | 420 | 525 | 567 | YES | NO | 01.0 GHZ
AGILENT/HP/KEYSIGHT | MSO6104A | OSCILLOSCOPE BENCHTOP | 420 | 525 | 567 | YES | NO | 01.0 GHZ
AGILENT/HP/KEYSIGHT | MSO7034A | OSCILLOSCOPE BENCHTOP | 252 | 315 | 340 | YES | NO | 0.35 GHZ
AGILENT/HP/KEYSIGHT | MSO7104A | OSCILLOSCOPE BENCHTOP | 420 | 525 | 567 | YES | NO | 01.0 GHZ
AGILENT/HP/KEYSIGHT | MSO7104B | OSCILLOSCOPE BENCHTOP | 420 | 525 | 567 | YES | NO | 01.0 GHZ
AGILENT/HP/KEYSIGHT | MSO8104A | OSCILLOSCOPE BENCHTOP | 420 | 525 | 567 | YES | NO | 01.0 GHZ
AGILENT/HP/KEYSIGHT | MSO9104A | OSCILLOSCOPE BENCHTOP | 420 | 525 | 567 | YES | NO | 01.0 GHZ
AGILENT/HP/KEYSIGHT | MSO9254A | OSCILLOSCOPE BENCHTOP | 462 | 578 | NA | NO | NO | 02.5 GHZ
AGILENT/HP/KEYSIGHT | MSO9404A | OSCILLOSCOPE BENCHTOP | 504 | 630 | NA | NO | NO | 04.0 GHZ
AGILENT/HP/KEYSIGHT | MSO-S 054A | OSCILLOSCOPE BENCHTOP | 378 | 473 | 510 | YES | NO | 0.50 GHZ
AGILENT/HP/KEYSIGHT | MSO-S 104A | OSCILLOSCOPE BENCHTOP | 529 | 661 | 714 | YES | NO | 01.0 GHZ
AGILENT/HP/KEYSIGHT | MSO-S 204A | OSCILLOSCOPE BENCHTOP | 563 | 704 | NA | NO | NO | 02.0 GHZ
AGILENT/HP/KEYSIGHT | MSO-S 254A | OSCILLOSCOPE BENCHTOP | 563 | 704 | NA | NO | NO | 02.5 GHZ
AGILENT/HP/KEYSIGHT | MSO-S 404A | OSCILLOSCOPE BENCHTOP | 605 | 756 | NA | NO | NO | 04.0 GHZ
AGILENT/HP/KEYSIGHT | MSO-S 604A | OSCILLOSCOPE BENCHTOP | 605 | 756 | NA | NO | NO | 06.0 GHZ
AGILENT/HP/KEYSIGHT | MSO-S 804A | OSCILLOSCOPE BENCHTOP | 672 | 840 | NA | NO | NO | 08.0 GHZ
AGILENT/HP/KEYSIGHT | MSO-X 2002A | OSCILLOSCOPE PORTABLE | 378 | 473 | 510 | YES | NO | 0.07 GHZ
AGILENT/HP/KEYSIGHT | MSO-X 2004A | OSCILLOSCOPE PORTABLE | 378 | 473 | 510 | YES | NO | 0.07 GHZ
AGILENT/HP/KEYSIGHT | MSO-X 2012A | OSCILLOSCOPE PORTABLE | 378 | 473 | 510 | YES | NO | 0.10 GHZ
AGILENT/HP/KEYSIGHT | MSO-X 2014A | OSCILLOSCOPE PORTABLE | 378 | 473 | 510 | YES | NO | 0.10 GHZ
AGILENT/HP/KEYSIGHT | MSO-X 2022A | OSCILLOSCOPE PORTABLE | 378 | 473 | 510 | YES | NO | 0.20 GHZ
AGILENT/HP/KEYSIGHT | MSO-X 2024A | OSCILLOSCOPE PORTABLE | 378 | 473 | 510 | YES | NO | 0.20 GHZ
AGILENT/HP/KEYSIGHT | MSO-X 3012A | OSCILLOSCOPE PORTABLE | 378 | 473 | 510 | YES | NO | 0.10 GHZ
AGILENT/HP/KEYSIGHT | MSO-X 3012T | OSCILLOSCOPE PORTABLE | 378 | 473 | 510 | YES | NO | 0.10 GHZ
AGILENT/HP/KEYSIGHT | MSO-X 3014A | OSCILLOSCOPE PORTABLE | 378 | 473 | 510 | YES | NO | 0.10 GHZ
AGILENT/HP/KEYSIGHT | MSO-X 3014T | OSCILLOSCOPE PORTABLE | 378 | 473 | 510 | YES | NO | 0.10 GHZ
AGILENT/HP/KEYSIGHT | MSO-X 3022T | OSCILLOSCOPE PORTABLE | 378 | 473 | 510 | YES | NO | 0.20 GHZ
AGILENT/HP/KEYSIGHT | MSO-X 3024A | OSCILLOSCOPE PORTABLE | 378 | 473 | 510 | YES | NO | 0.20 GHZ
AGILENT/HP/KEYSIGHT | MSO-X 3024T | OSCILLOSCOPE PORTABLE | 378 | 473 | 510 | YES | NO | 0.20 GHZ
AGILENT/HP/KEYSIGHT | MSO-X 3032A | OSCILLOSCOPE PORTABLE | 378 | 473 | 510 | YES | NO | 0.35 GHZ
AGILENT/HP/KEYSIGHT | MSO-X 3032T | OSCILLOSCOPE PORTABLE | 378 | 473 | 510 | YES | NO | 0.35 GHZ
AGILENT/HP/KEYSIGHT | MSO-X 3034A | OSCILLOSCOPE PORTABLE | 378 | 473 | 510 | YES | NO | 0.35 GHZ
AGILENT/HP/KEYSIGHT | MSO-X 3034T | OSCILLOSCOPE PORTABLE | 378 | 473 | 510 | YES | NO | 0.35 GHZ
AGILENT/HP/KEYSIGHT | MSO-X 3052A | OSCILLOSCOPE PORTABLE | 378 | 473 | 510 | YES | NO | 0.50 GHZ
AGILENT/HP/KEYSIGHT | MSO-X 3052T | OSCILLOSCOPE PORTABLE | 378 | 473 | 510 | YES | NO | 0.50 GHZ
AGILENT/HP/KEYSIGHT | MSO-X 3054A | OSCILLOSCOPE PORTABLE | 378 | 473 | 510 | YES | NO | 0.50 GHZ
AGILENT/HP/KEYSIGHT | MSO-X 3054T | OSCILLOSCOPE PORTABLE | 378 | 473 | 510 | YES | NO | 0.50 GHZ
AGILENT/HP/KEYSIGHT | MSO-X 3102A | OSCILLOSCOPE PORTABLE | 529 | 661 | 714 | YES | NO | 01.0 GHZ
AGILENT/HP/KEYSIGHT | MSO-X 3102T | OSCILLOSCOPE PORTABLE | 529 | 661 | 714 | YES | NO | 01.0 GHZ
AGILENT/HP/KEYSIGHT | MSO-X 3104A | OSCILLOSCOPE PORTABLE | 529 | 661 | 714 | YES | NO | 01.0 GHZ
AGILENT/HP/KEYSIGHT | MSO-X 3104T | OSCILLOSCOPE PORTABLE | 529 | 661 | 714 | YES | NO | 01.0 GHZ
AGILENT/HP/KEYSIGHT | MSO-X 4022A | OSCILLOSCOPE PORTABLE | 378 | 473 | 510 | YES | NO | 0.20 GHZ
AGILENT/HP/KEYSIGHT | MSO-X 4024A | OSCILLOSCOPE PORTABLE | 378 | 473 | 510 | YES | NO | 0.20 GHZ
AGILENT/HP/KEYSIGHT | MSO-X 4032A | OSCILLOSCOPE PORTABLE | 378 | 473 | 510 | YES | NO | 0.35 GHZ
AGILENT/HP/KEYSIGHT | MSO-X 4034A | OSCILLOSCOPE PORTABLE | 378 | 473 | 510 | YES | NO | 0.35 GHZ
AGILENT/HP/KEYSIGHT | MSO-X 4052A | OSCILLOSCOPE PORTABLE | 378 | 473 | 510 | YES | NO | 0.50 GHZ
AGILENT/HP/KEYSIGHT | MSO-X 4054A | OSCILLOSCOPE PORTABLE | 378 | 473 | 510 | YES | NO | 0.50 GHZ
AGILENT/HP/KEYSIGHT | MSO-X 4104A | OSCILLOSCOPE PORTABLE | 529 | 661 | 714 | YES | NO | 01.0 GHZ
AGILENT/HP/KEYSIGHT | MSO-X 4154A | OSCILLOSCOPE PORTABLE | 563 | 704 | NA | NO | NO | 01.5 GHZ
AGILENT/HP/KEYSIGHT | MSO-X 6002A DSOX6B10T252BW | OSCILLOSCOPE PORTABLE | 563 | 704 | NA | NO | NO | 02.5 GHZ
AGILENT/HP/KEYSIGHT | MSO-X 6002A DSOX6B10T402BW | OSCILLOSCOPE PORTABLE | 605 | 756 | NA | NO | NO | 04.0 GHZ
AGILENT/HP/KEYSIGHT | MSO-X 6002A DSOX6B10T602BW | OSCILLOSCOPE PORTABLE | 605 | 756 | NA | NO | NO | 06.0 GHZ
AGILENT/HP/KEYSIGHT | MSO-X 6002A STD | OSCILLOSCOPE PORTABLE | 529 | 661 | 714 | YES | NO | 01.0 GHZ
AGILENT/HP/KEYSIGHT | MSO-X 6004A DSOX6B10T254BW | OSCILLOSCOPE PORTABLE | 563 | 704 | NA | NO | NO | 02.5 GHZ
AGILENT/HP/KEYSIGHT | MSO-X 6004A DSOX6B10T404BW | OSCILLOSCOPE PORTABLE | 605 | 756 | NA | NO | NO | 04.0 GHZ
AGILENT/HP/KEYSIGHT | MSO-X 6004A DSOX6B10T604BW | OSCILLOSCOPE PORTABLE | 605 | 756 | NA | NO | NO | 06.0 GHZ
AGILENT/HP/KEYSIGHT | MSO-X 6004A STD | OSCILLOSCOPE PORTABLE | 529 | 661 | 714 | YES | NO | 01.0 GHZ
AGILENT/HP/KEYSIGHT | MXR054A | OSCILLOSCOPE 4 CHAN | 252 | 315 | 340 | YES | NO | 0.50 GHZ
AGILENT/HP/KEYSIGHT | MXR058A | OSCILLOSCOPE 8 CHAN | 504 | 630 | 680 | YES | NO | 0.50 GHZ
AGILENT/HP/KEYSIGHT | MXR104A | OSCILLOSCOPE 4 CHAN | 420 | 525 | 567 | YES | NO | 01.0 GHZ
AGILENT/HP/KEYSIGHT | MXR108A | OSCILLOSCOPE 8 CHAN | 638 | 798 | 861 | YES | NO | 01.0 GHZ
AGILENT/HP/KEYSIGHT | MXR204A | OSCILLOSCOPE 4 CHAN | 462 | 578 | NA | NO | NO | 02.0 GHZ
AGILENT/HP/KEYSIGHT | MXR208A | OSCILLOSCOPE 8 CHAN | 689 | 861 | NA | NO | NO | 02.0 GHZ
AGILENT/HP/KEYSIGHT | MXR254A | OSCILLOSCOPE 4 CHAN | 462 | 578 | NA | NO | NO | 02.5 GHZ
AGILENT/HP/KEYSIGHT | MXR258A | OSCILLOSCOPE 8 CHAN | 689 | 861 | NA | NO | NO | 02.5 GHZ
AGILENT/HP/KEYSIGHT | MXR404A | OSCILLOSCOPE 4 CHAN | 504 | 630 | NA | NO | NO | 04.0 GHZ
AGILENT/HP/KEYSIGHT | MXR408A | OSCILLOSCOPE 8 CHAN | 731 | 914 | NA | NO | NO | 04.0 GHZ
AGILENT/HP/KEYSIGHT | MXR604A | OSCILLOSCOPE 4 CHAN | 504 | 630 | NA | NO | NO | 06.0 GHZ
AGILENT/HP/KEYSIGHT | MXR608A | OSCILLOSCOPE 8 CHAN | 731 | 914 | NA | NO | NO | 06.0 GHZ
AGILENT/HP/KEYSIGHT | N1610A | SERVICE ADVISOR | 210 | 263 | NA | NO | NO
AGILENT/HP/KEYSIGHT | N1645A | SONET/SDH INTERFACE | 210 | 263 | NA | NO | NO
AGILENT/HP/KEYSIGHT | N1660A | DUAL DS1/0 TESTER | 210 | 263 | NA | NO | NO
AGILENT/HP/KEYSIGHT | N1911A | RF POWER METER | 252 | 315 | NA | NO | NO
AGILENT/HP/KEYSIGHT | N1912A | RF POWER METER | 252 | 315 | NA | NO | NO
AGILENT/HP/KEYSIGHT | N1914A | POWER METER | 252 | 315 | NA | NO | NO
AGILENT/HP/KEYSIGHT | N1921A | RF POWER SENSOR | 294 | 368 | NA | NO | NO
AGILENT/HP/KEYSIGHT | N1922A | RF POWER SENSOR | 294 | 368 | NA | NO | NO
AGILENT/HP/KEYSIGHT | N1996A | RF SPECTRUM ANALYZER | 672 | 840 | NA | NO | NO
AGILENT/HP/KEYSIGHT | N2620A | NETWORK ANALYZER | 168 | NA | NA | NO | NO
AGILENT/HP/KEYSIGHT | N2750A | InfiniiMode 1.5 GHz Active Differential Probe | 168 | 210 | NA | NO | NO
AGILENT/HP/KEYSIGHT | N2751A | nfiniiMode Active Differential Probe, 3.5 GHz | 168 | 210 | NA | NO | NO
AGILENT/HP/KEYSIGHT | N2752A | DIFFERENTIAL PROBE 6GHZ | 168 | 210 | NA | NO | NO
AGILENT/HP/KEYSIGHT | N2771A | PROBE HIGH VOLTAGE | 168 | 210 | 227 | YES | NO
AGILENT/HP/KEYSIGHT | N2782B | PROBE OSCILLOSCOPE CURRENT | 168 | 210 | NA | NO | NO
AGILENT/HP/KEYSIGHT | N2793A | DIFFERENTIAL PROBE | 168 | 210 | NA | NO | NO
AGILENT/HP/KEYSIGHT | N2795A | ACTIVE PROBE | 168 | 210 | NA | NO | NO
AGILENT/HP/KEYSIGHT | N2796A | PROBE OSCILLOSCOPE | 168 | 210 | NA | NO | NO
AGILENT/HP/KEYSIGHT | N2818A | Differential Probe with AutoProbe,200 MHz 10:1 | 168 | 210 | NA | NO | NO
AGILENT/HP/KEYSIGHT | N2820A | PROBE OSCILLOSCOPE | 168 | 210 | NA | NO | NO
AGILENT/HP/KEYSIGHT | N2821A | PROBE OSCILLOSCOPE | 168 | 210 | NA | NO | NO
AGILENT/HP/KEYSIGHT | N2843A | 500 MHZ PASSIVE PROBE | 168 | 210 | NA | NO | NO
AGILENT/HP/KEYSIGHT | N2893A | PROBE OSCILLOSCOPE CURRENT | 168 | 210 | NA | NO | NO
AGILENT/HP/KEYSIGHT | N3301A | DC ELECTRONIC LOAD MAINFRAME | 168 | NA | NA | NO | NO | MAINFRAME LVL 4 ONLY. Modules Priced Each
AGILENT/HP/KEYSIGHT | N3302A | DC ELECTRONIC LOAD | 210 | 263 | 284 | YES | NO | Current Accredited up to 20 Amps
AGILENT/HP/KEYSIGHT | N3304A | DC ELECTRONIC LOAD MODULE | 210 | 263 | 284 | YES | NO | Current Accredited up to 20 Amps
AGILENT/HP/KEYSIGHT | N3306A | DC ELECTRONIC LOAD MODULE | 210 | 263 | 284 | YES | NO | Current Accredited up to 20 Amps
AGILENT/HP/KEYSIGHT | N4421B | RF NETWORK ANALYZER S PARAMETER TEST SET | 210 | 263 | NA | NO | NO
AGILENT/HP/KEYSIGHT | N4431B | ECAL MODULE | 0 | 0 | NA | NO | NO | OEM Cal Only
AGILENT/HP/KEYSIGHT | N4903A | JBERT TESTER | 0 | 0 | NA | NO | NO | OEM Cal Only
AGILENT/HP/KEYSIGHT | N5171B | RF SIGNAL GENERATOR | 0 | 0 | NA | NO | NO | Price By Option
AGILENT/HP/KEYSIGHT | N5171B OPT 501 | RF SIGNAL GENERATOR | 588 | 735 | NA | NO | NO | 1.0 GHZ
AGILENT/HP/KEYSIGHT | N5171B OPT 503 | RF SIGNAL GENERATOR | 588 | 735 | NA | NO | NO | 3.0 GHZ
AGILENT/HP/KEYSIGHT | N5171B OPT 506 | RF SIGNAL GENERATOR | 630 | 788 | NA | NO | NO | 6.0 GHZ
AGILENT/HP/KEYSIGHT | N5172B 3 GHz | EXG VECTOR SIGNAL GENERATOR | 672 | 840 | NA | NO | NO
AGILENT/HP/KEYSIGHT | N5172B 6 GHz | EXG VECTOR SIGNAL GENERATOR | 714 | 893 | NA | NO | NO
AGILENT/HP/KEYSIGHT | N5181A 1 GHz | RF SIGNAL GENERATOR | 588 | 735 | NA | NO | NO
AGILENT/HP/KEYSIGHT | N5181A 3 GHz | RF SIGNAL GENERATOR | 588 | 735 | NA | NO | NO
AGILENT/HP/KEYSIGHT | N5181A 6 GHz | RF SIGNAL GENERATOR | 630 | 788 | NA | NO | NO
AGILENT/HP/KEYSIGHT | N5181B | RF SIGNAL GENERATOR | 0 | 0 | NA | NO | NO | Price By Option
AGILENT/HP/KEYSIGHT | N5181B 3 GHz | RF SIGNAL GENERATOR | 588 | 735 | NA | NO | NO
AGILENT/HP/KEYSIGHT | N5181B 6 GHz | RF SIGNAL GENERATOR | 630 | 788 | NA | NO | NO
AGILENT/HP/KEYSIGHT | N5181B 7.2 GHz | RF SIGNAL GENERATOR | 630 | 788 | NA | NO | NO
AGILENT/HP/KEYSIGHT | N5182A 3 GHz | RF SIGNAL GENERATOR | 588 | 735 | NA | NO | NO | 3.0 GHZ
AGILENT/HP/KEYSIGHT | N5182A 6 GHz | RF SIGNAL GENERATOR | 630 | 788 | NA | NO | NO | 6.0 GHZ
AGILENT/HP/KEYSIGHT | N5182B 3 GHz | RF SIGNAL GENERATOR | 588 | 735 | NA | NO | NO | 3.0 GHZ
AGILENT/HP/KEYSIGHT | N5182B 6 GHz | RF SIGNAL GENERATOR | 630 | 788 | NA | NO | NO | 6.0 GHZ
AGILENT/HP/KEYSIGHT | N5183B | RF SIGNAL GENERATOR | 0 | 0 | NA | NO | NO | Price By Option
AGILENT/HP/KEYSIGHT | N5183B OPT 513 | RF SIGNAL GENERATOR | 840 | 1050 | NA | NO | NO
AGILENT/HP/KEYSIGHT | N5183B OPT 520 | RF SIGNAL GENERATOR | 840 | 1050 | NA | NO | NO
AGILENT/HP/KEYSIGHT | N5183B OPT 532 | RF SIGNAL GENERATOR | 1050 | 1313 | NA | NO | NO
AGILENT/HP/KEYSIGHT | N5183B OPT 540 | RF SIGNAL GENERATOR | 1050 | 1313 | NA | NO | NO
AGILENT/HP/KEYSIGHT | N5221B | PNA NETWORK ANALYZER | 0 | 0 | NA | NO | NO | Price By 2 / 4 Port
AGILENT/HP/KEYSIGHT | N5221B 2 PORT | PNA NETWORK ANALYZER | 756 | 945 | NA | NO | NO | 13.5 GHZ
AGILENT/HP/KEYSIGHT | N5221B 4 PORT | PNA NETWORK ANALYZER | 840 | 1050 | NA | NO | NO | 13.5 GHZ
AGILENT/HP/KEYSIGHT | N5222B | PNA NETWORK ANALYZER | 0 | 0 | NA | NO | NO | Price By 2 / 4 Port
AGILENT/HP/KEYSIGHT | N5222B 2 PORT | PNA NETWORK ANALYZER | 882 | 1103 | NA | NO | NO | 26.5 GHZ
AGILENT/HP/KEYSIGHT | N5222B 4 PORT | PNA NETWORK ANALYZER | 966 | 1208 | NA | NO | NO | 26.5 GHZ
AGILENT/HP/KEYSIGHT | N5224A | PNA NETWORK ANALYZER | 0 | 0 | NA | NO | NO | Price By 2 / 4 Port
AGILENT/HP/KEYSIGHT | N5224A 2 PORT | PNA NETWORK ANALYZER | 924 | 1155 | NA | NO | NO | 43.5 GHZ
AGILENT/HP/KEYSIGHT | N5224A 4 PORT | PNA NETWORK ANALYZER | 966 | 1208 | NA | NO | NO | 43.5 GHZ
AGILENT/HP/KEYSIGHT | N5225A | PNA NETWORK ANALYZER | 0 | 0 | NA | NO | NO | Price By 2 / 4 Port
AGILENT/HP/KEYSIGHT | N5225A 2 PORT | PNA NETWORK ANALYZER | 924 | 1155 | NA | NO | NO | 50 GHZ
AGILENT/HP/KEYSIGHT | N5225A 4 PORT | PNA NETWORK ANALYZER | 966 | 1208 | NA | NO | NO | 50 GHZ
AGILENT/HP/KEYSIGHT | N5230A | RF NETWORK ANALYZER | 756 | 945 | NA | NO | NO
AGILENT/HP/KEYSIGHT | N5230C | RF NETWORK ANALYZER | 756 | 945 | NA | NO | NO
AGILENT/HP/KEYSIGHT | N5242A | RF NETWORK ANALYZER | 756 | 945 | NA | NO | NO
AGILENT/HP/KEYSIGHT | N5244A 2 Port | RF NETWORK ANALYZER 43.5 GHZ | 924 | 1155 | NA | NO | NO
AGILENT/HP/KEYSIGHT | N5244A 4 Port | RF NETWORK ANALYZER 43.5 GHZ | 966 | 1208 | NA | NO | NO
AGILENT/HP/KEYSIGHT | N5244B | PNA NETWORK ANALYZER | 0 | 0 | NA | NO | NO | Price By 2 / 4 Port
AGILENT/HP/KEYSIGHT | N5244B 2 PORT | PNA NETWORK ANALYZER | 924 | 1155 | NA | NO | NO | 43.5 GHZ
AGILENT/HP/KEYSIGHT | N5244B 4 PORT | PNA NETWORK ANALYZER | 966 | 1208 | NA | NO | NO | 43.5 GHZ
AGILENT/HP/KEYSIGHT | N5245A | PNA NETWORK ANALYZER | 0 | 0 | NA | NO | NO | Price By 2 / 4 Port
AGILENT/HP/KEYSIGHT | N5245A 2 Port | RF NETWORK ANALYZER | 924 | 1155 | NA | NO | NO | 50 GHZ
AGILENT/HP/KEYSIGHT | N5245A 4 Port | RF NETWORK ANALYZER | 966 | 1208 | NA | NO | NO | 50 GHZ
AGILENT/HP/KEYSIGHT | N5245B | PNA NETWORK ANALYZER | 0 | 0 | NA | NO | NO | Price By 2 / 4 Port
AGILENT/HP/KEYSIGHT | N5245B 2 Port | RF NETWORK ANALYZER | 924 | 1155 | NA | NO | NO | 50 GHZ
AGILENT/HP/KEYSIGHT | N5245B 4 Port | RF NETWORK ANALYZER | 966 | 1208 | NA | NO | NO | 50 GHZ
AGILENT/HP/KEYSIGHT | N5249B | RF NETWORK ANALYZER 13.5 GHZ | 0 | 0 | NA | NO | NO | Price By 2 / 4 Port
AGILENT/HP/KEYSIGHT | N5249B 2 Port | RF NETWORK ANALYZER 13.5 GHZ | 756 | 945 | NA | NO | NO
AGILENT/HP/KEYSIGHT | N5249B 4 Port | RF NETWORK ANALYZER 13.5 GHZ | 756 | 945 | NA | NO | NO
AGILENT/HP/KEYSIGHT | N5742A | DC POWER SUPPLY | 185 | 231 | 250 | YES | NO
AGILENT/HP/KEYSIGHT | N5743A | DC POWER SUPPLY | 185 | 231 | 250 | YES | NO
AGILENT/HP/KEYSIGHT | N5744A | DC POWER SUPPLY | 185 | 231 | 250 | YES | NO
AGILENT/HP/KEYSIGHT | N5745A | POWER SUPPLY | 185 | 231 | 250 | YES | NO
AGILENT/HP/KEYSIGHT | N5746A | DC POWER SUPPLY | 185 | 231 | 250 | YES | NO
AGILENT/HP/KEYSIGHT | N5747A | DC POWER SUPPLY | 185 | 231 | 250 | YES | NO
AGILENT/HP/KEYSIGHT | N5748A | DC POWER SUPPLY | 185 | 231 | 250 | YES | NO
AGILENT/HP/KEYSIGHT | N5749A | DC POWER SUPPLY | 185 | 231 | 250 | YES | NO
AGILENT/HP/KEYSIGHT | N5751A | DC POWER SUPPLY | 185 | 231 | 250 | YES | NO
AGILENT/HP/KEYSIGHT | N5761A | DC POWER SUPPLY | 185 | 231 | 250 | YES | NO
AGILENT/HP/KEYSIGHT | N5766A | DC POWER SUPPLY | 185 | 231 | 250 | YES | NO
AGILENT/HP/KEYSIGHT | N5767A | DC POWER SUPPLY | 185 | 231 | 250 | YES | NO
AGILENT/HP/KEYSIGHT | N5770A | DC POWER SUPPLY | 185 | 231 | 250 | YES | NO
AGILENT/HP/KEYSIGHT | N5771A | POWER SUPPLY | 185 | 231 | 250 | YES | NO
AGILENT/HP/KEYSIGHT | N5772A | DC POWER SUPPLY | 185 | 231 | 250 | YES | NO
AGILENT/HP/KEYSIGHT | N6700A | DC POWER SUPPLY MAINFRAME | 0 | 0 | NA | NO | NO | NCR Cal Modules
AGILENT/HP/KEYSIGHT | N6700B | DC POWER SUPPLY MAINFRAME | 0 | 0 | NA | NO | NO | NCR Cal Modules
AGILENT/HP/KEYSIGHT | N6701A | DC POWER ANALYZER MAINFRAME | 0 | 0 | NA | NO | NO | NCR Cal Modules
AGILENT/HP/KEYSIGHT | N6701C | DC POWER ANALYZER MAINFRAME | 0 | 0 | NA | NO | NO | NCR Cal Modules
AGILENT/HP/KEYSIGHT | N6705A | DC POWER ANALYZER MAINFRAME | 0 | 0 | NA | NO | NO | NCR Cal Modules
AGILENT/HP/KEYSIGHT | N6705B | DC POWER ANALYZER MAINFRAME | 0 | 0 | NA | NO | NO | NCR Cal Modules
AGILENT/HP/KEYSIGHT | N6705C | DC POWER ANALYZER MAINFRAME | 0 | 0 | NA | NO | NO | NCR Cal Modules
AGILENT/HP/KEYSIGHT | N6731B | DC POWER SUPPLY | 185 | 231 | 250 | YES | NO
AGILENT/HP/KEYSIGHT | N6732B | DC POWER SUPPLY MODULE | 185 | 231 | 250 | YES | NO
AGILENT/HP/KEYSIGHT | N6733B | DC POWER SUPPLY MODULE | 185 | 231 | 250 | YES | NO
AGILENT/HP/KEYSIGHT | N6734B | POWER MOD | 185 | 231 | 250 | YES | NO
AGILENT/HP/KEYSIGHT | N6735B | DC POWER SUPPLY | 185 | 231 | 250 | YES | NO
AGILENT/HP/KEYSIGHT | N6736B | POWER MOD | 185 | 231 | 250 | YES | NO
AGILENT/HP/KEYSIGHT | N6741B | DC POWER SUPPLY | 185 | 231 | 250 | YES | NO
AGILENT/HP/KEYSIGHT | N6743A | DC POWER SUPPLY MODULE | 185 | 231 | 250 | YES | NO
AGILENT/HP/KEYSIGHT | N6743B | DC POWER SUPPLY | 185 | 231 | 250 | YES | NO
AGILENT/HP/KEYSIGHT | N6745B | DC POWER MODULE 60V/1.6A | 185 | 231 | 250 | YES | NO
AGILENT/HP/KEYSIGHT | N6751A | DC POWER SUPPLY | 185 | 231 | 250 | YES | NO
AGILENT/HP/KEYSIGHT | N6752 | DC POWER SUPPLY | 185 | 231 | 250 | YES | NO
AGILENT/HP/KEYSIGHT | N6752A | DC POWER SUPPLY MODULE | 185 | 231 | 250 | YES | NO
AGILENT/HP/KEYSIGHT | N6753A | DC POWER SUPPLY | 185 | 231 | 250 | YES | NO
AGILENT/HP/KEYSIGHT | N6754A | DC POWER SUPPLY | 185 | 231 | 250 | YES | NO
AGILENT/HP/KEYSIGHT | N6761A | DC POWER SUPPLY MODULE | 185 | 231 | 250 | YES | NO
AGILENT/HP/KEYSIGHT | N6762A | DC POWER SUPPLY MODULE | 185 | 231 | 250 | YES | NO
AGILENT/HP/KEYSIGHT | N6763A | DC POWER ANALYZER MODULE | 185 | 231 | 250 | YES | NO
AGILENT/HP/KEYSIGHT | N6765A | Precision DC Power Module | 185 | 231 | 250 | YES | NO
AGILENT/HP/KEYSIGHT | N6766A | Precision DC Power Module, 60V, 17A, 500W | 185 | 231 | 250 | YES | NO
AGILENT/HP/KEYSIGHT | N6773A | DC POWER SUPPLY | 185 | 231 | 250 | YES | NO
AGILENT/HP/KEYSIGHT | N6774A | DC POWER SUPPLY | 185 | 231 | 250 | YES | NO
AGILENT/HP/KEYSIGHT | N6775A | DC Power Module, 60V, 5A, 300W | 185 | 231 | 250 | YES | NO
AGILENT/HP/KEYSIGHT | N6781A | DC POWER SUPPLY MODULE | 185 | 231 | 250 | YES | NO
AGILENT/HP/KEYSIGHT | N6782A | DC POWER SUPPLY MODULE | 185 | 231 | 250 | YES | NO
AGILENT/HP/KEYSIGHT | N6783A | DC POWER SUPPLY MODULE | 185 | 231 | 250 | YES | NO
AGILENT/HP/KEYSIGHT | N6784A | DC POWER SUPPLY MODULE | 185 | 231 | 250 | YES | NO
AGILENT/HP/KEYSIGHT | N6785A | DC POWER SUPPLY MODULE | 185 | 231 | 250 | YES | NO
AGILENT/HP/KEYSIGHT | N6786A | DC POWER SUPPLY MODULE | 185 | 231 | 250 | YES | NO
AGILENT/HP/KEYSIGHT | N6792A | DC LOAD MODULE | 210 | 263 | 284 | YES | NO | Current Accredited up to 20 Amps
AGILENT/HP/KEYSIGHT | N7015A | TYPE C HIGH SPEED TEST FIXTURE | 0 | 0 | NA | NO | NO | No Calibration Required
AGILENT/HP/KEYSIGHT | N7016A | TYPE C LOW SPEED TEST FIXTURE | 0 | 0 | NA | NO | NO | No Calibration Required
AGILENT/HP/KEYSIGHT | N7018A | TYPE C CONTROLLER | 0 | 0 | NA | NO | NO | No Calibration Required
AGILENT/HP/KEYSIGHT | N7020A | PROBE OSCILLOSCOPE POWER RAIL | 210 | 263 | NA | NO | NO
AGILENT/HP/KEYSIGHT | N7950A | DC POWER SUPPLY 9V 100A | 252 | 315 | 340 | YES | NO
AGILENT/HP/KEYSIGHT | N7952A | DC Power Supply, 40 V, 25 A, 1000 W | 185 | 231 | 250 | YES | NO
AGILENT/HP/KEYSIGHT | N7972A | DC Power Supply, 40 V, 50 A, 2000 W | 185 | 231 | 250 | YES | NO
AGILENT/HP/KEYSIGHT | N8481A | POWER SENSOR | 294 | 368 | NA | NO | NO
AGILENT/HP/KEYSIGHT | N8481H | POWER SENSOR | 294 | 368 | NA | NO | NO
AGILENT/HP/KEYSIGHT | N8485A | POWER SENSOR | 294 | 368 | NA | NO | NO
AGILENT/HP/KEYSIGHT | N8737A | DC POWER SUPPLY | 252 | 315 | 340 | YES | NO
AGILENT/HP/KEYSIGHT | N8738A | DC POWER SUPPLY | 185 | 231 | 250 | YES | NO
AGILENT/HP/KEYSIGHT | N8739A | DC POWER SUPPLY | 252 | 315 | 340 | YES | NO
AGILENT/HP/KEYSIGHT | N8740A | DC POWER SUPPLY | 252 | 315 | 340 | YES | NO
AGILENT/HP/KEYSIGHT | N8741A | DC POWER SUPPLY | 252 | 315 | 340 | YES | NO
AGILENT/HP/KEYSIGHT | N8742A | DC POWER SUPPLY | 252 | 315 | 340 | YES | NO
AGILENT/HP/KEYSIGHT | N8925A | DC Power Supply 80V 340A 208VAC | 252 | 315 | 340 | YES | NO
AGILENT/HP/KEYSIGHT | N8934A | POWER SUPPLY 500V 90A | 252 | 315 | 340 | YES | NO
AGILENT/HP/KEYSIGHT | N9000A | CXA SIGNAL ANALYZER | 0 | 0 | NA | NO | NO | Price By Frequency Range
AGILENT/HP/KEYSIGHT | N9000A 13.6 GHZ | CXA SIGNAL ANALYZER | 756 | 945 | NA | NO | NO
AGILENT/HP/KEYSIGHT | N9000A 26.5 GHZ | CXA SIGNAL ANALYZER | 756 | 945 | NA | NO | NO
AGILENT/HP/KEYSIGHT | N9000A 3.0 GHZ | CXA SIGNAL ANALYZER | 756 | 945 | NA | NO | NO
AGILENT/HP/KEYSIGHT | N9000A 7.5 GHZ | CXA SIGNAL ANALYZER | 756 | 945 | NA | NO | NO
AGILENT/HP/KEYSIGHT | N9000B | CXA SIGNAL ANALYZER | 0 | 0 | NA | NO | NO | Price By Frequency Range
AGILENT/HP/KEYSIGHT | N9000B 13.6 GHZ | CXA SIGNAL ANALYZER | 756 | 945 | NA | NO | NO
AGILENT/HP/KEYSIGHT | N9000B 26.5 GHZ | CXA SIGNAL ANALYZER | 756 | 945 | NA | NO | NO
AGILENT/HP/KEYSIGHT | N9000B 3.0 GHZ | CXA SIGNAL ANALYZER | 756 | 945 | NA | NO | NO
AGILENT/HP/KEYSIGHT | N9000B 7.5 GHZ | CXA SIGNAL ANALYZER | 756 | 945 | NA | NO | NO
AGILENT/HP/KEYSIGHT | N9010A | CXA SIGNAL ANALYZER | 0 | 0 | NA | NO | NO | Price By Frequency Range
AGILENT/HP/KEYSIGHT | N9010A 13.6 GHZ | CXA SIGNAL ANALYZER | 756 | 945 | NA | NO | NO
AGILENT/HP/KEYSIGHT | N9010A 26.5 GHZ | CXA SIGNAL ANALYZER | 756 | 945 | NA | NO | NO
AGILENT/HP/KEYSIGHT | N9010A 3.6 GHZ | CXA SIGNAL ANALYZER | 756 | 945 | NA | NO | NO
AGILENT/HP/KEYSIGHT | N9010A 32 GHZ | CXA SIGNAL ANALYZER | 1008 | 1260 | NA | NO | NO
AGILENT/HP/KEYSIGHT | N9010A 44 GHZ | CXA SIGNAL ANALYZER | 1008 | 1260 | NA | NO | NO
AGILENT/HP/KEYSIGHT | N9010A 7.0 GHZ | CXA SIGNAL ANALYZER | 756 | 945 | NA | NO | NO
AGILENT/HP/KEYSIGHT | N9010B | CXA SIGNAL ANALYZER | 0 | 0 | NA | NO | NO | Price By Frequency Range
AGILENT/HP/KEYSIGHT | N9010B 13.6 GHZ | CXA SIGNAL ANALYZER | 756 | 945 | NA | NO | NO
AGILENT/HP/KEYSIGHT | N9010B 26.5 GHZ | CXA SIGNAL ANALYZER | 756 | 945 | NA | NO | NO
AGILENT/HP/KEYSIGHT | N9010B 3.6 GHZ | CXA SIGNAL ANALYZER | 756 | 945 | NA | NO | NO
AGILENT/HP/KEYSIGHT | N9010B 32 GHZ | CXA SIGNAL ANALYZER | 1008 | 1260 | NA | NO | NO
AGILENT/HP/KEYSIGHT | N9010B 44 GHZ | CXA SIGNAL ANALYZER | 1008 | 1260 | NA | NO | NO
AGILENT/HP/KEYSIGHT | N9010B 7.0 GHZ | CXA SIGNAL ANALYZER | 756 | 945 | NA | NO | NO
AGILENT/HP/KEYSIGHT | N9020A | CXA SIGNAL ANALYZER | 0 | 0 | NA | NO | NO | Price By Frequency Range
AGILENT/HP/KEYSIGHT | N9020A 13.6 GHZ | CXA SIGNAL ANALYZER | 756 | 945 | NA | NO | NO
AGILENT/HP/KEYSIGHT | N9020A 26.5 GHZ | CXA SIGNAL ANALYZER | 756 | 945 | NA | NO | NO
AGILENT/HP/KEYSIGHT | N9020A 3.6 GHZ | CXA SIGNAL ANALYZER | 756 | 945 | NA | NO | NO
AGILENT/HP/KEYSIGHT | N9020A 8.4 GHZ | CXA SIGNAL ANALYZER | 756 | 945 | NA | NO | NO
AGILENT/HP/KEYSIGHT | N9020B | CXA SIGNAL ANALYZER | 0 | 0 | NA | NO | NO | Price By Frequency Range
AGILENT/HP/KEYSIGHT | N9020B 13.6 GHZ | CXA SIGNAL ANALYZER | 756 | 945 | NA | NO | NO
AGILENT/HP/KEYSIGHT | N9020B 26.5 GHZ | CXA SIGNAL ANALYZER | 756 | 945 | NA | NO | NO
AGILENT/HP/KEYSIGHT | N9020B 3.6 GHZ | CXA SIGNAL ANALYZER | 756 | 945 | NA | NO | NO
AGILENT/HP/KEYSIGHT | N9020B 32 GHZ | CXA SIGNAL ANALYZER | 1008 | 1260 | NA | NO | NO
AGILENT/HP/KEYSIGHT | N9020B 44 GHZ | CXA SIGNAL ANALYZER | 1008 | 1260 | NA | NO | NO | LIM CAL: Tested up to 40 GHz
AGILENT/HP/KEYSIGHT | N9020B 50 GHZ | CXA SIGNAL ANALYZER | 1008 | 1260 | NA | NO | NO | LIM CAL: Tested up to 40 GHz
AGILENT/HP/KEYSIGHT | N9020B 8.4 GHZ | CXA SIGNAL ANALYZER | 756 | 945 | NA | NO | NO
AGILENT/HP/KEYSIGHT | N9030A | CXA SIGNAL ANALYZER | 0 | 0 | NA | NO | NO | Price By Frequency Range
AGILENT/HP/KEYSIGHT | N9030A 13.6 GHz | RF SIGNAL ANALYZER | 756 | 945 | NA | NO | NO | 13.6 GHz
AGILENT/HP/KEYSIGHT | N9030A 26.5 GHz | RF SIGNAL ANALYZER | 756 | 945 | NA | NO | NO | 26.5 GHZ
AGILENT/HP/KEYSIGHT | N9030A 3.6 GHz | RF SIGNAL ANALYZER | 756 | 945 | NA | NO | NO | 3.6 GHz
AGILENT/HP/KEYSIGHT | N9030A 43 GHz | RF SIGNAL ANALYZER | 1008 | 1260 | NA | NO | NO | LIM CAL: Tested up to 40 GHz
AGILENT/HP/KEYSIGHT | N9030A 44 GHz | RF SIGNAL ANALYZER | 1008 | 1260 | NA | NO | NO | LIM CAL: Tested up to 40 GHz
AGILENT/HP/KEYSIGHT | N9030A 50 GHz | RF SIGNAL ANALYZER | 1008 | 1260 | NA | NO | NO | LIM CAL: Tested up to 40 GHz
AGILENT/HP/KEYSIGHT | N9030A 8.4 GHz | RF SIGNAL ANALYZER | 756 | 945 | NA | NO | NO | 8.4 GHz
AGILENT/HP/KEYSIGHT | N9040B | RF SIGNAL ANALYZER | 0 | 0 | NA | NO | NO
AGILENT/HP/KEYSIGHT | N9040B 13.6 GHz | RF SIGNAL ANALYZER | 756 | 945 | NA | NO | NO | 13.6 GHz
AGILENT/HP/KEYSIGHT | N9040B 26.5 GHz | RF SIGNAL ANALYZER | 756 | 945 | NA | NO | NO | 26.5 GHZ
AGILENT/HP/KEYSIGHT | N9040B 44 GHz | RF SIGNAL ANALYZER | 1008 | 1260 | NA | NO | NO | LIM CAL: Tested up to 40 GHz
AGILENT/HP/KEYSIGHT | N9040B 50 GHz | RF SIGNAL ANALYZER | 1008 | 1260 | NA | NO | NO | LIM CAL: Tested up to 40 GHz
AGILENT/HP/KEYSIGHT | N9040B 8.4 GHz | RF SIGNAL ANALYZER | 756 | 945 | NA | NO | NO | 8.4 GHz
AGILENT/HP/KEYSIGHT | N9320B | RF SPECTRUM ANALYZER | 756 | 945 | NA | NO | NO | 3.0 GHZ
AGILENT/HP/KEYSIGHT | N9343C | RF SPECTRUM ANALYZER | 672 | 840 | NA | NO | NO | 13.6 GHZ
AGILENT/HP/KEYSIGHT | N9344C | RF SPECTRUM ANALYZER | 672 | 840 | NA | NO | NO | 20.0 GHZ
AGILENT/HP/KEYSIGHT | N9912A | FIELDFOX RF ANALYZER | 714 | 893 | NA | NO | NO
AGILENT/HP/KEYSIGHT | N9913A | RF SPECTRUM ANALYZER & VNA | 714 | 893 | NA | NO | NO | 4 GHz
AGILENT/HP/KEYSIGHT | N9914A | RF SPECTRUM ANALYZER & VNA | 714 | 893 | NA | NO | NO | 6.5 GHz
AGILENT/HP/KEYSIGHT | N9915A | RF SPECTRUM ANALYZER & VNA | 714 | 893 | NA | NO | NO | 9 GHz
AGILENT/HP/KEYSIGHT | N9916A | RF SPECTRUM ANALYZER & VNA | 714 | 893 | NA | NO | NO | 14 GHz
AGILENT/HP/KEYSIGHT | N9917A | RF SPECTRUM ANALYZER & VNA | 714 | 893 | NA | NO | NO | 18 GHz
AGILENT/HP/KEYSIGHT | N9918A | RF SPECTRUM ANALYZER & VNA | 840 | 1050 | NA | NO | NO | 26.5 GHz
AGILENT/HP/KEYSIGHT | N9952A | FIELDFOX MICROWAVE ANALYZER | 1008 | 1260 | NA | NO | NO | LIM CAL: Tested to 40 GHZ CUST APPROV.
AGILENT/HP/KEYSIGHT | N9953B | FIELDFOX MICROWAVE ANALYZER | 1008 | 1260 | NA | NO | NO | LIM CAL: Tested to 40 GHZ CUST APPROV.
AGILENT/HP/KEYSIGHT | OMNIBER | REFER TO MODEL 37718A | 0 | 0 | NA | NO | NO | See model 37718A
AGILENT/HP/KEYSIGHT | P5027A | VECTOR NETWORK ANALYZER | 756 | 945 | NA | NO | NO
AGILENT/HP/KEYSIGHT | U1213A | CLAMP METER | 126 | 158 | 170 | YES | NO
AGILENT/HP/KEYSIGHT | U1231A | TRUE RMS MULTIMETER | 126 | 158 | 170 | YES | NO
AGILENT/HP/KEYSIGHT | U1233A | MULTIMETER | 126 | 158 | 170 | YES | NO
AGILENT/HP/KEYSIGHT | U1241B | DMM HANDHELD | 168 | 210 | 227 | YES | NO
AGILENT/HP/KEYSIGHT | U1241C | HANDHELD DIGITAL MULTIMETER | 168 | 210 | 227 | YES | NO
AGILENT/HP/KEYSIGHT | U1242A | DMM HANDHELD | 168 | 210 | 227 | YES | NO
AGILENT/HP/KEYSIGHT | U1242B | DMM HANDHELD | 168 | 210 | 227 | YES | NO
AGILENT/HP/KEYSIGHT | U1251A | DMM HANDHELD | 168 | 210 | 227 | YES | NO
AGILENT/HP/KEYSIGHT | U1252A | DMM HANDHELD | 168 | 210 | 227 | YES | NO
AGILENT/HP/KEYSIGHT | U1253A | DMM HANDHELD | 168 | 210 | 227 | YES | NO
AGILENT/HP/KEYSIGHT | U1253B | Handheld Digital Multimeter, 4 ½ Digit, OLED Display | 168 | 210 | 227 | YES | NO
AGILENT/HP/KEYSIGHT | U1271A | DMM | 168 | 210 | 227 | YES | NO
AGILENT/HP/KEYSIGHT | U1272A | DMM HANDHELD | 168 | 210 | 227 | YES | NO
AGILENT/HP/KEYSIGHT | U1273A | DMM HANDHELD | 168 | 210 | 227 | YES | NO
AGILENT/HP/KEYSIGHT | U1282A | TRUE RMS MULTIMETER | 168 | 210 | 227 | YES | NO
AGILENT/HP/KEYSIGHT | U1701A | CAPACITANCE METER | 168 | 210 | NA | NO | NO
AGILENT/HP/KEYSIGHT | U1701B | CAPACITANCE METER | 168 | 210 | NA | NO | NO
AGILENT/HP/KEYSIGHT | U1731C | LCR METER | 210 | 263 | NA | NO | NO
AGILENT/HP/KEYSIGHT | U1732A | LCR METER HANDHELD | 210 | 263 | NA | NO | NO
AGILENT/HP/KEYSIGHT | U1732C | LCR METER HANDHELD | 210 | 263 | NA | NO | NO
AGILENT/HP/KEYSIGHT | U1733C | LCR METER HANDHELD | 210 | 263 | NA | NO | NO
AGILENT/HP/KEYSIGHT | U1818A | 7 GHZ ACTIVE DIFFERENTIAL PROBE | 252 | 315 | NA | NO | NO
AGILENT/HP/KEYSIGHT | U1818B | ACTIVE DIFFERENTIAL PROBE | 252 | 315 | NA | NO | NO
AGILENT/HP/KEYSIGHT | U2000A | POWER SENSOR | 294 | 368 | NA | NO | NO
AGILENT/HP/KEYSIGHT | U2000B | POWER SENSOR | 294 | 368 | NA | NO | NO
AGILENT/HP/KEYSIGHT | U2001A | POWER SENSOR | 294 | 368 | NA | NO | NO
AGILENT/HP/KEYSIGHT | U2002A H26 | POWER SENSOR | 294 | 368 | NA | NO | NO
AGILENT/HP/KEYSIGHT | U2002H | RF POWER SENSOR USB | 294 | 368 | NA | NO | NO
AGILENT/HP/KEYSIGHT | U2022XA | POWER SENSOR | 294 | 368 | NA | NO | NO
AGILENT/HP/KEYSIGHT | U2042XA | RF POWER SENSOR USB | 294 | 368 | NA | NO | NO
AGILENT/HP/KEYSIGHT | U2043XA | POWER SENSOR | 294 | 368 | NA | NO | NO
AGILENT/HP/KEYSIGHT | U8001A | DC POWER SUPPLY | 185 | 231 | 250 | YES | NO
AGILENT/HP/KEYSIGHT | U8002A | DC POWER SUPPLY | 185 | 231 | 250 | YES | NO
AGILENT/HP/KEYSIGHT | U8485A | POWER SENSOR | 294 | 368 | NA | NO | NO
AGILENT/HP/KEYSIGHT | U8903B | AUDIO ANALYZER | 462 | 578 | 624 | YES | NO | Accred AC/DC Volts. THD Not Accred.
AGILENT/HP/KEYSIGHT | UXR0134A | OSCILLOSCOPE 13 GHz | 630 | 788 | NA | NO | NO | 13 GHz
AGILENT/HP/KEYSIGHT | UXR0254A | OSCILLOSCOPE 25 GHZ | 672 | 840 | NA | NO | NO
AGILENT/HP/KEYSIGHT | UXR0404A | OSCILLOSCOPE 40 GHZ | 672 | 840 | NA | NO | NO
AGILENT/HP/KEYSIGHT | V3500A | RF POWER METER | 294 | 368 | NA | NO | NO
AGMACO | 3-48 UNC-2B | THREAD PLUG GAUGE GO NOGO | 69 | 86 | NA | NO | NO
AIM ELECTRA | AE2015 | TORQUE SCREWDRIVER | 69 | 86 | 93 | YES | NO | Check Range. Accredited ONLY Up to 250 FtLbs
AIM ELECTRA | AE-4510 | TORQUE | 69 | 86 | 93 | YES | NO | Check Range. Accredited ONLY Up to 250 FtLbs
AIM ELECTRA | AE-7010 | TORQUE | 69 | 86 | 93 | YES | NO | Check Range. Accredited ONLY Up to 250 FtLbs
AIM TTI | QPX600DP | DC POWER SUPPLY | 185 | 231 | 250 | YES | NO
AIMCO | UET-100 | TORQUE TESTER | 138 | 173 | NA | NO | NO
AIMCO | UET-MTM/500-100 | TORQUE ANALYZER | 138 | 173 | NA | NO | NO
AIMO | MS2108A | CLAMP METER | 126 | 158 | 170 | YES | NO
AIM-TTI | BS407 | MILLI/MICRO OHMMETER | 252 | 315 | 340 | YES | NO
AIR DATA INC | RTS-100A | MLS RAMP TEST SET | 672 | 840 | NA | NO | NO
AIR POLLUTION CONTROL | MS-1200 | PH METER | 117 | 146 | NA | NO | NO
AIR VAC | PCBRM-12 | TEMP CONTROLLER SOLDER POT SYSTEM | 126 | 158 | 170 | YES | NO
AIR VAC | PCBRM-15 | TEMP CONTROLLER SOLDER POT SYSTEM | 126 | 158 | 170 | YES | NO
AIRFLOW INSTRUMENTS | TA5 | AIR FLOW METER THERMAL W PROBE | 207 | 259 | NA | NO | NO
AISET | TYPE K | TEMP CONTROLLER | 126 | 158 | 170 | YES | NO
AISET | XMTE1000-2 | INDUSTRIAL INSTRUMENT | 126 | 158 | 170 | YES | NO
AISET | XMTE-1401A-Z(0) | TEMP CONTROLLER | 126 | 158 | 170 | YES | NO
ALAMEDA | 0.190-48 UNS-2B | THREAD PLUG GAUGE GO NOGO | 69 | 86 | NA | NO | NO
ALAMEDA | 1/4-28 UNF-2B | THREAD PLUG GAUGE GO NOGO | 69 | 86 | NA | NO | NO
ALAMEDA | 1/4-28 UNF-3B | THREAD PLUG GAUGE GO NOGO | 69 | 86 | NA | NO | NO
ALAMEDA | 7/16-20 UNF-2A | THREAD RING GAUGE GO | 69 | 86 | NA | NO | NO
ALAMEDA | 9/16-24 NEF-B | THREAD PLUG GAUGE GO NOGO | 69 | 86 | NA | NO | NO
ALAMEDA | M10x1.5 6H | THREAD PLUG GAUGE GO NOGO | 69 | 86 | NA | NO | NO
ALAMEDA | M16x1.0 6H | THREAD PLUG GAUGE GO NOGO | 69 | 86 | NA | NO | NO
ALAMEDA | M2.5x0.45-6g | THREAD RING GAUGE GO | 69 | 86 | NA | NO | NO
ALAMEDA | M2.5x0.45-6H | THREAD PLUG GAUGE GO NOGO | 69 | 86 | NA | NO | NO
ALAMEDA | M5X0.8 6H | THREAD PLUG GAUGE GO NOGO | 69 | 86 | NA | NO | NO
ALBER | 1000-055 | CELL RESISTANCE TESTER | 252 | 315 | 340 | YES | NO
ALBER | CRT-300 | CELL RESISTANCE TESTER | 252 | 315 | 340 | YES | NO
ALBER | CRT-400 | CELL RESISTANCE TESTER | 252 | 315 | 340 | YES | NO
ALDONEX | B224-250 | DC POWER SUPPLY | 168 | 210 | 227 | YES | NO
ALESSI | TOOLMAKERS | MICROSCOPE | 276 | 345 | NA | NO | NO
ALLEN BRADLEY | 1734-IR2 | RTD INPUT MODULE | 168 | 210 | 227 | YES | NO
ALLEN BRADLEY | 1734-IR2E | RTD INPUT MODULE | 336 | 420 | 454 | YES | NO
ALLEN BRADLEY | 1734-IR2K | RTD INPUT MODULE | 168 | 210 | 227 | YES | NO
ALLEN BRADLEY | 1734-IT2I | THERMOCOUPLE INPUT MODULE | 168 | 210 | 227 | YES | NO
ALLEN BRADLEY | 1734-IT2IK | THERMOCOUPLE INPUT MODULE | 168 | 210 | 227 | YES | NO
ALLEN BRADLEY | 1950M | INDUSTRIAL MONITOR | 378 | 473 | 510 | YES | NO
ALLTRADE | 0-1" | MICROMETER | 69 | 86 | 93 | YES | NO | 1 INCH
ALLURIS | SMT-200LBU | TACHOMETER | 168 | 210 | 227 | YES | NO | MU RPM using Time Mk on 5520A
ALNOR | 220 | HUMIDITY TEMP PROBE | 242 | 303 | NA | NO | NO
ALNOR | 265 | AIR FLOW SENSOR | 207 | 259 | NA | NO | NO
ALNOR | 8100 | AIR FLOW METER | 207 | 259 | NA | NO | NO
ALNOR | 8585 | AIR FLOW METER | 207 | 259 | NA | NO | NO
ALNOR | 6006AP | AIR FLOW METER | 207 | 259 | NA | NO | NO
ALNOR | APM360 | AIR FLOW METER | 207 | 259 | NA | NO | NO
ALNOR | AVM410 | VELOMETER | 207 | 259 | NA | NO | NO
ALNOR | AVM440 | AIR FLOW METER | 207 | 259 | NA | NO | NO
ALNOR | AVM440-A | AIR FLOW METER | 207 | 259 | NA | NO | NO
ALNOR | EBT-721 | BALOMETER | 0 | 0 | NA | NO | NO | Cannot cal Airflow that includes flow hoods
ALNOR | RVA801 | AIR FLOW METER | 207 | 259 | NA | NO | NO
ALPHA TECHNICS | 3000 | TEMP METER THERMOCOUPLE | 168 | 210 | 227 | YES | NO
ALPHA WIRE | RG-9B/U | RF COAXIAL CABLE | 126 | 158 | NA | NO | NO
ALPHALAB | GM-1-ST | DC GAUSSMETER | 168 | 210 | NA | NO | NO
ALPHALAB | M1ST | GAUSSMETER DC | 168 | 210 | NA | NO | NO
ALPHATRON | PT-100 | CRIMP PULL TESTER WIRE | 138 | 173 | NA | NO | NO
ALTEK | 211 | PROCESS CALIBRATOR RTD | 210 | 263 | 284 | YES | NO
ALTEK | 235 | PROCESS CALIBRATOR VOLTAGE ANALYZER | 210 | 263 | 284 | YES | NO
ALTEK | 241 | PROCESS CALIBRATOR FREQUENCY | 210 | 263 | 284 | YES | NO
ALTEK | 311 | PROCESS CALIBRATOR RTD | 210 | 263 | 284 | YES | NO
ALTEK | 334 | PROCESS CALIBRATOR DC CURRENT | 210 | 263 | 284 | YES | NO
ALTEK | 422 | PROCESS CALIBRATOR THERMOCOUPLE | 210 | 263 | 284 | YES | NO
ALTEK | 434 | MA LOOP CALIBRATOR | 210 | 263 | 284 | YES | NO
ALTEK | 941 | PROCESS CALIBRATOR FREQUENCY | 210 | 263 | 284 | YES | NO
ALTEK | 942 | PROCESS CALIBRATOR FREQUENCY | 210 | 263 | 284 | YES | NO
ALTEK | 222A | PROCESS CALIBRATOR THERMOCOUPLE | 210 | 263 | 284 | YES | NO
ALTEK | 311A | PROCESS CALIBRATOR RTD | 210 | 263 | 284 | YES | NO
ALTEK | 322 1 | PROCESS CALIBRATOR THERMOCOUPLE | 210 | 263 | 284 | YES | NO
ALTEK | 334A | PROCESS CALIBRATOR DC CURRENT | 210 | 263 | 284 | YES | NO
ALTEK EVOLUTION PIECAL | 820 | PROCESS CALIBRATOR MULTI-FUNCTION | 336 | 420 | 454 | YES | NO
ALUMICOLOR | 8008 | RULER ALUMINUM | 69 | 86 | NA | NO | NO | 36 INCH
AMERICAN DIAGNOSTIC CORP. | A104437-8 | PRESSURE GAUGE SPHYGMOMANOMETER | 97 | 121 | NA | NO | NO
AMERICAN DIAGNOSTIC CORP. | A104438-8 | PRESSURE GAUGE SPHYGMOMANOMETER | 97 | 121 | NA | NO | NO
AMERICAN INNOVATIONS | ALLEGRO MX (DVM) | VOLTAGE CARD | 168 | 210 | 227 | YES | NO
AMERICAN PRESTO | 6" | CALIPER | 69 | 86 | 93 | YES | NO | 6 INCH
AMERICAN RELIANCE AMREL AMETEK | 35 | DMM HANDHELD | 126 | 158 | 170 | YES | NO
AMERICAN RELIANCE AMREL AMETEK | AR-186T | TELECOMM TEST SET | 294 | 368 | NA | NO | NO
AMERICAN RELIANCE AMREL AMETEK | LPL600-600-20 | DC ELECTRONIC LOAD | 210 | 263 | 284 | YES | NO | Current Accredited up to 20 Amps
AMERICAN RELIANCE AMREL AMETEK | LPS301 | DC POWER SUPPLY | 168 | 210 | 227 | YES | NO
AMERICAN RELIANCE AMREL AMETEK | PPS10710 | DC POWER SUPPLY | 168 | 210 | 227 | YES | NO
AMERICAN RELIANCE AMREL AMETEK | PPS1322 | DC POWER SUPPLY | 168 | 210 | 227 | YES | NO
AMERICAN RELIANCE AMREL AMETEK | PPS2322 | DC POWER SUPPLY | 168 | 210 | 227 | YES | NO
AMERICAN RELIANCE AMREL AMETEK | PPS30-3D | DC POWER SUPPLY | 168 | 210 | 227 | YES | NO
AMERICAN RELIANCE AMREL AMETEK | PPS8-6D | DC POWER SUPPLY | 168 | 210 | 227 | YES | NO
AMERICAN RELIANCE AMREL AMETEK | SPS450-2.5-0020 | DC POWER SUPPLY | 252 | 315 | 340 | YES | NO
AMERICAN RELIANCE AMREL AMETEK | SPS800-1.5-V020 | DC POWER SUPPLY | 252 | 315 | 340 | YES | NO
AMERICN SLIP METER | ASM 825 | DIGITAL SLIP METER | 168 | NA | NA | NO | NO | Has Tolerance but no Traceability
AMERITEC | AM-48 | TRANSMISSION TEST SET TIMS | 378 | 473 | NA | NO | NO
AMES | 264 | INDICATOR DIAL | 69 | 86 | NA | NO | NO
AMES | 282 | INDICATOR DIAL | 69 | 86 | NA | NO | NO | 1 INCH
AMES | 0.030" | INDICATOR DIAL | 69 | 86 | NA | NO | NO | 0.030 INCH
AMES | 2S | HARDNESS TESTER | 117 | 146 | NA | NO | NO
AMES | I-S | HARDNESS TESTER | 117 | 146 | NA | NO | NO
AMES | MODEL 1 | HARDNESS TESTER | 117 | 146 | NA | NO | NO
AMES | MODEL 1 15037 | HARDNESS TESTER | 117 | 146 | NA | NO | NO
AMETEK | 343 | LOAD CELL SERIES | 0 | 0 | NA | NO | NO
AMETEK | 1726 | DIGITAL TACHOMETER | 168 | 210 | 227 | YES | NO | MU RPM using Time Mk on 5520A
AMETEK | 1964 | DIGISTROBE | 210 | 263 | NA | NO | NO
AMETEK | 1965 | TACHOMETER STROBE | 210 | 263 | NA | NO | NO
AMETEK | 100 Lbs | FORCE GAUGE | 138 | 173 | NA | NO | NO
AMETEK | 1000 PSI | PRESSURE GAUGE DIGITAL | 69 | 86 | NA | NO | NO
AMETEK | 30 PSI | PRESSURE GAUGE DIGITAL | 69 | 86 | NA | NO | NO | 30 PSI
AMETEK | 343-100KN | LOAD CELL 100 KN (22480 LBS) | 518 | 648 | NA | NO | NO | 22480 LB
AMETEK | 343-10KN | LOAD CELL 10 KN (2248 LBS) | 345 | 431 | NA | NO | NO | 2248 LB
AMETEK | 343-250KN | LOAD CELL 250 KN 56200 LBS) | 518 | 648 | NA | NO | NO | 56200 LB
AMETEK | 343-25KN | LOAD CELL 25 KN (5620 LBS) | 345 | 431 | NA | NO | NO | 5620 LB
AMETEK | 343-400KN | LOAD CELL 400 KN (89920) | 518 | 648 | NA | NO | NO | 89920 LB
AMETEK | 343-40KN | LOAD CELL 40 KN (8992 LBS) | 345 | 431 | NA | NO | NO | 8992 LB
AMETEK | 343-63KN | LOAD CELL 63 KN (14162 LBS) | 483 | 604 | NA | NO | NO | 14162 LB
AMETEK | 500 LBS | FORCE GAUGE | 138 | 173 | NA | NO | NO
AMETEK | 75 Lbs | FORCE GAUGE | 138 | 173 | NA | NO | NO
AMETEK | ACCUFORCE | TORQUE GAUGE | 69 | 86 | 93 | YES | NO | Check Range. Accredited ONLY Up to 250 FtLbs
AMETEK | ACCUFORCE CADET | FORCE GAUGE | 138 | 173 | NA | NO | NO
AMETEK | AST3003A1B-E100A0A | PROGRAMMABLE AC POWER SOURCE | 504 | 630 | NA | NO | NO
AMETEK | CADET | FORCE GAUGE DIGITAL | 138 | 173 | NA | NO | NO
AMETEK | D-150-M | FORCE GAUGE | 138 | 173 | NA | NO | NO
AMETEK | D40 | TEMP CALIBRATOR DRY BLOCK | 336 | 420 | 454 | YES | NO
AMETEK | D55SE-3/4 | TEMP CALIBRATOR DRY BLOCK | 336 | 420 | 454 | YES | NO
AMETEK | ETC125A | TEMP CALIBRATOR DRY BLOCK | 336 | 420 | 454 | YES | NO
AMETEK | JOFRA TOWER2 | TEMP CALIBRATOR DRY BLOCK | 336 | 420 | 454 | YES | NO
AMETEK | LO-1 | FORCE GAUGE MECHANICAL | 138 | 173 | NA | NO | NO | 16 OZ
AMETEK | MK-1 | DOSIMETER | 168 | 210 | NA | NO | NO
AMETEK | V562U | VACUUM GAUGE | 69 | 86 | NA | NO | NO
AMI | 207a | DC POWER SUPPLY WELDING | 336 | 420 | NA | NO | NO
AMI | 227 | DC POWER SUPPLY WELDING | 336 | 420 | NA | NO | NO
AMP | 412 | CRIMPER | 69 | 86 | NA | NO | NO
AMP | 45219 | CRIMPER | 69 | 86 | NA | NO | NO
AMP | 46222 | CRIMPER | 69 | 86 | NA | NO | NO
AMP | 46223 | CRIMPER | 69 | 86 | NA | NO | NO
AMP | 46447 | CRIMPER | 69 | 86 | NA | NO | NO
AMP | 46673 | CRIMPER | 69 | 86 | NA | NO | NO
AMP | 47386 | CRIMPER | 69 | 86 | NA | NO | NO
AMP | 47820 | CRIMPER | 69 | 86 | NA | NO | NO
AMP | 47821 | CRIMPER | 69 | 86 | NA | NO | NO
AMP | 47823 | CRIMPER | 69 | 86 | NA | NO | NO
AMP | 48173 | CRIMP HEAD | 69 | 86 | NA | NO | NO
AMP | 48183 | CRIMP HEAD | 69 | 86 | NA | NO | NO
AMP | 48208 | CRIMPER | 69 | 86 | NA | NO | NO
AMP | 48414 | CRIMP HEAD | 69 | 86 | NA | NO | NO
AMP | 48698 | CRIMPER | 69 | 86 | NA | NO | NO
AMP | 49935 | CRIMPER | 69 | 86 | NA | NO | NO
AMP | 49956 | CRIMP HEAD | 69 | 86 | NA | NO | NO
AMP | 59250 | CRIMPER | 69 | 86 | NA | NO | NO
AMP | 59282 | CRIMPER | 69 | 86 | NA | NO | NO
AMP | 59461 | CRIMPER | 69 | 86 | NA | NO | NO
AMP | 59500 | CRIMPER | 69 | 86 | NA | NO | NO
AMP | 68006 | CRIMPER | 69 | 86 | NA | NO | NO
AMP | 68007 | CRIMPER | 69 | 86 | NA | NO | NO
AMP | 68008 | CRIMPER | 69 | 86 | NA | NO | NO
AMP | 68009 | CRIMPER | 69 | 86 | NA | NO | NO
AMP | 69646 | CRIMPER | 69 | 86 | NA | NO | NO
AMP | 169400 | CRIMPER | 69 | 86 | NA | NO | NO
AMP | 220015-1 | CRIMPER | 69 | 86 | NA | NO | NO
AMP | 220015-3 | CRIMPER | 69 | 86 | NA | NO | NO
AMP | 220045-2 | CRIMPER | 69 | 86 | NA | NO | NO
AMP | 220190-1 | CRIMPER | 69 | 86 | NA | NO | NO
AMP | 22-10 | CRIMPER | 69 | 86 | NA | NO | NO
AMP | 2-231652-0 | CRIMPER | 69 | 86 | NA | NO | NO
AMP | 26-22 | CRIMPER | 69 | 86 | NA | NO | NO
AMP | 46673-3 | CRIMPER | 69 | 86 | NA | NO | NO
AMP | 47386-2 | CRIMPER | 69 | 86 | NA | NO | NO
AMP | 47387-2-R | CRIMPER | 69 | 86 | NA | NO | NO
AMP | 47822-L | CRIMPER | 69 | 86 | NA | NO | NO
AMP | 543344-1 | CRIMPER | 69 | 86 | NA | NO | NO
AMP | 58246-1 | CRIMPER | 69 | 86 | NA | NO | NO
AMP | 58336-1-A | CRIMPER | 69 | 86 | NA | NO | NO
AMP | 58342-2 | CRIMPER | 69 | 86 | NA | NO | NO
AMP | 58573-1 | CRIMPER | 69 | 86 | NA | NO | NO
AMP | 59824-1 | CRIMPER | 69 | 86 | NA | NO | NO
AMP | 599751-9842-C | CRIMPER | 69 | 86 | NA | NO | NO
AMP | 601966-1 | CRIMPER | 69 | 86 | NA | NO | NO
AMP | 601967-1 | CRIMPER | 69 | 86 | NA | NO | NO
AMP | 69140-1 | CRIMPER | 69 | 86 | NA | NO | NO
AMP | 69245-2 | CRIMPER | 69 | 86 | NA | NO | NO
AMP | 69272-1 | CRIMPER | 69 | 86 | NA | NO | NO
AMP | 69477-1 | CRIMPER | 69 | 86 | NA | NO | NO
AMP | 69710-1-F | CRIMP FRAME | 69 | 86 | NA | NO | NO
AMP | 90067-4 | CRIMPER | 69 | 86 | NA | NO | NO
AMP | 90123-2 | CRIMPER | 69 | 86 | NA | NO | NO
AMP | 90202-2-N | CRIMPER | 69 | 86 | NA | NO | NO
AMP | 90281-1 | CRIMPER | 69 | 86 | NA | NO | NO
AMP | 90296-2-N | CRIMPER | 69 | 86 | NA | NO | NO
AMP | 90418-1 | CRIMPER | 69 | 86 | NA | NO | NO
AMP | 90800-2 | CRIMP DIES | 69 | 86 | NA | NO | NO
AMP | 90869-2 | CRIMP DIES | 69 | 86 | NA | NO | NO
AMP | FFCTM #2244910-1-G | CRIMPER | 69 | 86 | NA | NO | NO
AMP | FFCTM #2244910-1-H | CRIMPER | 69 | 86 | NA | NO | NO
AMP | G-0326 | CRIMPER | 69 | 86 | NA | NO | NO
AMP | H-0406 | CRIMPER | 69 | 86 | NA | NO | NO
AMP | H0412 | CRIMPER | 69 | 86 | NA | NO | NO
AMP | H0416 | CRIMPER | 69 | 86 | NA | NO | NO
AMP | H-0645 | CRIMPER | 69 | 86 | NA | NO | NO
AMP | M2250/2-01 | CRIMPER | 69 | 86 | NA | NO | NO
AMP | UNKNOWN | CRIMPER | 69 | 86 | NA | NO | NO
AMPHENOL | 0.0 OHM - 90.5 KOHM | RESISTOR SET | 0 | 0 | NA | NO | NO | 11Pc Set 4PtPrbResistors Chg/Pc
AMPLIFIER RESEARCH | 100W1000M1 | RF AMPLIFIER HIGH POWER | 336 | 420 | NA | NO | NO
AMPLIFIER RESEARCH | 25SIG4 Series | RF AMPLIFIER HIGH POWER | 336 | 420 | NA | NO | NO
AMPLIFIER RESEARCH | 25W1000A | RF AMPLIFIER HIGH POWER | 336 | 420 | NA | NO | NO
AMPLIFIER RESEARCH | 50SIG4 Series | RF AMPLIFIER HIGH POWER | 336 | 420 | NA | NO | NO
AMPLIFIER RESEARCH | 60SIG3 Series | RF AMPLIFIER HIGH POWER | 336 | 420 | NA | NO | NO
AMPLIFIER RESEARCH | LN1000 Series | RF AMPLIFIER HIGH POWER | 336 | 420 | NA | NO | NO
AMPLIFIER RESEARCH | LN1000B | RF AMPLIFIER, 10KHZ-1GHZ | 336 | 420 | NA | NO | NO
AMPRO | 6" | CALIPER | 69 | 86 | 93 | YES | NO | 6 INCH
AMPROBE | 15XP-A | DMM HANDHELD | 126 | 158 | 170 | YES | NO
AMPROBE | 15XP-B | DMM HANDHELD | 126 | 158 | 170 | YES | NO
AMPROBE | 37XR-A | DIGITAL MULTIMETER | 126 | 158 | 170 | YES | NO
AMPROBE | 38XR-A | DMM HANDHELD | 126 | 158 | 170 | YES | NO
AMPROBE | 5XP-A | DMM HANDHELD | 126 | 158 | 170 | YES | NO
AMPROBE | A2201 | CLAMP | 126 | 158 | 170 | YES | NO
AMPROBE | A2202CE | CLAMP | 126 | 158 | 170 | YES | NO
AMPROBE | AC50A | CLAMP METER | 126 | 158 | 170 | YES | NO
AMPROBE | AC68C | CLAMP METER | 126 | 158 | 170 | YES | NO
AMPROBE | AC75B | CLAMP METER | 126 | 158 | 170 | YES | NO
AMPROBE | ACD-10 | CLAMP METER | 126 | 158 | 170 | YES | NO
AMPROBE | ACD-10 PLUS | CLAMP METER | 126 | 158 | 170 | YES | NO
AMPROBE | ACD-14 | CLAMP METER | 126 | 158 | 170 | YES | NO
AMPROBE | ACD-15 | CLAMP METER | 126 | 158 | 170 | YES | NO
AMPROBE | ACD-16 | CLAMP METER | 126 | 158 | 170 | YES | NO
AMPROBE | ACD-41PQ | CLAMP METER | 126 | 158 | 170 | YES | NO
AMPROBE | ACD-50NAV | CLAMP METER | 126 | 158 | 170 | YES | NO
AMPROBE | ACD-51NAV | CLAMP METER | 126 | 158 | 170 | YES | NO
AMPROBE | ACD-52NAV | CLAMP METER | 126 | 158 | 170 | YES | NO
AMPROBE | ACD-54NAV | CLAMP METER | 126 | 158 | 170 | YES | NO
AMPROBE | ACD-6 | CLAMP METER | 126 | 158 | 170 | YES | NO
AMPROBE | ACD-8A | CLAMP METER | 126 | 158 | 170 | YES | NO
AMPROBE | ACDC-100 | CLAMP METER | 126 | 158 | 170 | YES | NO
AMPROBE | ACDC-1000 | CLAMP METER | 126 | 158 | 170 | YES | NO
AMPROBE | ACDC-1001 | CLAMP METER | 126 | 158 | 170 | YES | NO
AMPROBE | ACDC-3000 | CLAMP METER | 126 | 158 | 170 | YES | NO
AMPROBE | ACDC-3300 | CLAMP METER | 126 | 158 | 170 | YES | NO
AMPROBE | ACDC-3400 | CLAMP METER | 126 | 158 | 170 | YES | NO
AMPROBE | ACDC-600A | CLAMP METER | 126 | 158 | 170 | YES | NO
AMPROBE | ACDC-600AT | CLAMP METER | 126 | 158 | 170 | YES | NO
AMPROBE | ACDC-610 | CLAMP METER | 126 | 158 | 170 | YES | NO
AMPROBE | ACDC-620T | CLAMP METER | 126 | 158 | 170 | YES | NO
AMPROBE | ACF3000 | CURRENT TRANSDUCER | 168 | 210 | 227 | YES | NO
AMPROBE | ALC-110 | CLAMP METER | 126 | 158 | 170 | YES | NO
AMPROBE | AM1280 | DMM HANDHELD | 126 | 158 | 170 | YES | NO
AMPROBE | AM-140-A | DMM HANDHELD | 126 | 158 | 170 | YES | NO
AMPROBE | AM-15 | DMM HANDHELD | 126 | 158 | 170 | YES | NO
AMPROBE | AM-160-A | DMM HANDHELD | 126 | 158 | 170 | YES | NO
AMPROBE | AM-510 | DMM HANDHELD | 126 | 158 | 170 | YES | NO
AMPROBE | AM-530 | True RMS | 126 | 158 | 170 | YES | NO
AMPROBE | AMB-2 | MEGOHMMETER | 168 | 210 | 227 | YES | NO
AMPROBE | AMB-25 | MEGOHMMETER | 168 | 210 | 227 | YES | NO
AMPROBE | AMB-45 | MEGOHMMETER | 168 | 210 | 227 | YES | NO
AMPROBE | AMB-4D | MEGOHMMETER | 168 | 210 | 227 | YES | NO
AMPROBE | AMB-50 | INSULATION RESISTANCE TESTER 5KV | 252 | 315 | 340 | YES | NO
AMPROBE | AMB-5D | HIPOT TESTER | 252 | 315 | 340 | YES | NO
AMPROBE | AMP-210 | CLAMP METER | 126 | 158 | 170 | YES | NO
AMPROBE | AMP-220 | CLAMP METER | 126 | 158 | 170 | YES | NO
AMPROBE | AMP-25 | CLAMP METER | 126 | 158 | 170 | YES | NO
AMPROBE | AMP-310 | CLAMP METER | 126 | 158 | 170 | YES | NO
AMPROBE | AMP-320 | CLAMP METER | 126 | 158 | 170 | YES | NO
AMPROBE | AMP-330 | CLAMP METER | 126 | 158 | 170 | YES | NO
AMPROBE | AT-2005 | ADVANCED WIRE TRACER | 168 | NA | NA | NO | NO | LEVEL 4 ONLY
AMPROBE | AT-6010-T / AT-6010-R | TRANSMITTER / RECEIVER | 168 | NA | NA | NO | NO | LEVEL 4 ONLY
AMPROBE | BAT-500 | BATTERY TESTER | 252 | 315 | 340 | YES | NO
AMPROBE | CR50A | DMM HANDHELD | 126 | 158 | 170 | YES | NO
AMPROBE | CT326 | CURRENT TRACER | 168 | NA | NA | NO | NO | LEVEL 4 ONLY
AMPROBE | DM78C | DMM HANDHELD | 126 | 158 | 170 | YES | NO
AMPROBE | DM-CT-HTA | CLAMP METER | 126 | 158 | 170 | YES | NO
AMPROBE | DM-II PLUS | AC POWER ANALYZER W CLAMP PROBES | 420 | 525 | 567 | YES | NO
AMPROBE | DM-III | AC POWER ANALYZER W CLAMP PROBES | 420 | 525 | 567 | YES | NO
AMPROBE | HD160C | DMM HANDHELD | 126 | 158 | 170 | YES | NO
AMPROBE | HV231-10 | PROBE HIGH VOLTAGE AC/DC | 168 | 210 | 227 | YES | NO
AMPROBE | LCR55A | HAND HELD DIGITAL CAPACITANCE TESTER | 168 | 210 | NA | NO | NO
AMPROBE | LH41A | CLAMP METER | 126 | 158 | 170 | YES | NO
AMPROBE | OT220 | TACHOMETER | 168 | 210 | 227 | YES | NO | MU RPM using Time Mk on 5520A
AMPROBE | PRM-6 | MOTOR AND PHASE ROTATION TESTER | 168 | NA | NA | NO | NO | LEVEL 4 ONLY
AMPROBE | RS-1000 | CLAMP METER | 126 | 158 | 170 | YES | NO
AMPROBE | RS-1007 | CLAMP METER | 126 | 158 | 170 | YES | NO
AMPROBE | RS-1B | CLAMP METER | 126 | 158 | 170 | YES | NO
AMPROBE | RS-3 | CLAMP METER | 126 | 158 | 170 | YES | NO
AMPROBE | RS3 SUPER | CLAMP METER | 126 | 158 | 170 | YES | NO
AMPROBE | RS-300 | CLAMP METER | 126 | 158 | 170 | YES | NO
AMPROBE | SM-10 | SOUND LEVEL METER | 168 | 210 | NA | NO | NO
AMPROBE | TIC 300 PRO | AC VOLTAGE DETECTOR | 168 | NA | NA | NO | NO
AMPROBE | TIC 300H PRO | AC VOLTAGE DETECTOR HV HOT STICK | 168 | NA | NA | NO | NO | LEVEL 4 ONLY
AMPROBE | TIC 300HV | AC VOLTAGE DETECTOR HV HOT STICK | 168 | NA | NA | NO | NO | LEVEL 4 ONLY
AMPROBE | TMD-10 | TEMP METER THERMOCOUPLE | 168 | 210 | 227 | YES | NO
AMPROBE | TMD-50 | THERMOCOUPLE THERMOMETER | 168 | 210 | 227 | YES | NO
AMPROBE | TMD-52 | THERMOCOUPLE | 126 | 158 | 170 | YES | NO
AMPROBE | Y500 | CLAMP METER | 126 | 158 | 170 | YES | NO
AMPTEC RESEARCH | 620LK | BONDING MILLIOHMMETER | 210 | 263 | 284 | YES | NO
AMPTEC RESEARCH | 720A | RESISTANCE MICRO-OHMMETER | 252 | 315 | 340 | YES | NO
AMTOS | 0-1" | MICROMETER | 69 | 86 | 93 | YES | NO | 1 INCH
AMTOS | 21-500-4 | CALIPER | 69 | 86 | 93 | YES | NO | 6 INCH
ANA PICO | APULN40 | MICROWAVE SIGNAL GENERATOR | 1050 | 1313 | NA | NO | NO
ANALOGIC | AN2572 | TEMP METER THERMOCOUPLE | 168 | 210 | 227 | YES | NO
ANALOGIC | AN25M02-J | TEMP CONTROLLER | 126 | 158 | 170 | YES | NO
ANALOGIC | AN6520 | PROCESS CALIBRATOR THERMOCOUPLE | 210 | 263 | 284 | YES | NO
ANALOGIC | AN6520-4A | PROCESS CALIBRATOR THERMOCOUPLE | 210 | 263 | 284 | YES | NO
AND | FC-1000 | BALANCE | 124 | 155 | NA | NO | NO
AND | GP-100KS | SCALE 101 KG | 124 | 155 | NA | NO | NO
ANDERSON INSTRUMENT CO. | 30 PSI | PRESSURE GAUGE | 69 | 86 | NA | NO | NO | 30 PSI
ANDO | AQ6317B | OPTICAL SPECTRUM ANALYZER | 210 | 263 | NA | NO | NO
ANDO | AQ8201-11 | LASER SOURCE MODULE 1545.32NM | 210 | 263 | NA | NO | NO
ANDO | AQ8201-110 | WDM DFB-LD MODULE | 210 | 263 | NA | NO | NO
ANDO | AQ8201-21 | FIBER OPTIC POWER SENSOR | 210 | 263 | NA | NO | NO
ANDO | AQ8201-22 | POWER METER OPTICAL MODULE | 210 | 263 | NA | NO | NO
ANDO | AQ8201-31 | OPTICAL ATTENUATOR MODULE | 210 | 263 | NA | NO | NO
ANDO | AQ8201-33 | FIBER OPTICAL ATTENUATOR | 210 | 263 | NA | NO | NO
ANDO | AQ8201-412 | DUAL 1X2 OPTICAL SWITCH | 210 | 263 | NA | NO | NO
ANDO | AQ8201-418 | OPTICAL SWITCH | 210 | 263 | NA | NO | NO
ANDO | AQ8201-422 | OPTICAL SWITCH | 210 | 263 | NA | NO | NO
ANRITSU | 37247B | RF NETWORK ANALYZER VECTOR | 882 | 1103 | NA | NO | NO | 20.0 GHZ
ANRITSU | 37247C | RF NETWORK ANALYZER VECTOR | 882 | 1103 | NA | NO | NO | 20.0 GHZ
ANRITSU | 37247D | RF NETWORK ANALYZER VECTOR | 882 | 1103 | NA | NO | NO
ANRITSU | 68017C | RF SIGNAL GENERATOR | 840 | 1050 | NA | NO | NO | 8.4 GHz
ANRITSU | AM-9100K | THERMO LOGGER | 294 | 368 | 397 | YES | NO
ANRITSU | HTF80 | TEMP METER THERMOCOUPLE | 168 | 210 | 227 | YES | NO
ANRITSU | MA24118A | RF POWER SENSOR | 294 | 368 | NA | NO | NO | 18.0 GHz
ANRITSU | MA2411B | RF POWER SENSOR | 336 | 420 | NA | NO | NO | 40.0 GHz
ANRITSU | MA2472A | RF POWER SENSOR | 294 | 368 | NA | NO | NO
ANRITSU | MA2472D | RF POWER SENSOR | 294 | 368 | NA | NO | NO
ANRITSU | MA2491A | RF POWER SENSOR | 294 | 368 | NA | NO | NO
ANRITSU | MA4601A | RF POWER SENSOR | 294 | 368 | NA | NO | NO
ANRITSU | MG3692A | RF SIGNAL GENERATOR | 840 | 1050 | NA | NO | NO | 20.0 GHZ
ANRITSU | MG3693A | RF SIGNAL GENERATOR | 1050 | 1313 | NA | NO | NO | 30.0 GHZ
ANRITSU | MG3694A | RF SIGNAL GENERATOR | 1050 | 1313 | NA | NO | NO | 40.0 GHz
ANRITSU | ML2437A | RF POWER METER | 252 | 315 | NA | NO | NO
ANRITSU | ML2438A | RF POWER METER | 252 | 315 | NA | NO | NO
ANRITSU | ML2496A | RF POWER METER | 252 | 315 | NA | NO | NO
ANRITSU | MP1570A | SONET/SDH/PDH/ATM ANALYZER | 420 | 525 | NA | NO | NO
ANRITSU | MP1570A1 | SONET ANALYZER | 420 | 525 | NA | NO | NO
ANRITSU | MP1590B | TESTER NETWORK PERFORMANCE | 420 | 525 | NA | NO | NO
ANRITSU | MP1763C | PULSE PATTERN GENERATOR | 630 | 788 | NA | NO | NO | **Must Submit with MP1764C**
ANRITSU | MP1764C | ERROR DETECTOR | 630 | 788 | NA | NO | NO | **Must Submit with MP1763C**
ANRITSU | MS2025B | RF NETWORK ANALYZER | 756 | 945 | NA | NO | NO
ANRITSU | MS2036A | VECTOR NETWORK ANALYZER | 756 | 945 | NA | NO | NO
ANRITSU | MS2661B | RF SPECTRUM ANALYZER | 672 | 840 | NA | NO | NO
ANRITSU | MS2711D | RF SPECTRUM ANALYZER | 672 | 840 | NA | NO | NO
ANRITSU | MS2711E | Handheld Spectrum Analyzer | 672 | 840 | NA | NO | NO
ANRITSU | MS2712E | RF SPECTRUM ANALYZER | 672 | 840 | NA | NO | NO
ANRITSU | MS2721A | RF SPECTRUM ANALYZER | 672 | 840 | NA | NO | NO
ANRITSU | MS2721B | RF SPECTRUM ANALYZER | 672 | 840 | NA | NO | NO
ANRITSU | MS2725C | RF SPECTRUM ANALYZER | 672 | 840 | NA | NO | NO
ANRITSU | MS2781B | RF SPECTRUM ANALYZER | 672 | 840 | NA | NO | NO
ANRITSU | MS4623B | RF NETWORK ANALYZER | 756 | 945 | NA | NO | NO
ANRITSU | MS4630B | RF NETWORK ANALYZER | 756 | 945 | NA | NO | NO
ANRITSU | MS46322A-004 | RF NETWORK ANALYZER 4 GHZ | 756 | 945 | NA | NO | NO
ANRITSU | MS46322A-010 | RF NETWORK ANALYZER 8 GHZ | 756 | 945 | NA | NO | NO
ANRITSU | MS46322A-014 | RF NETWORK ANALYZER 14 GHZ | 756 | 945 | NA | NO | NO
ANRITSU | MS46322A-020 | RF NETWORK ANALYZER 20 GHZ | 882 | 1103 | NA | NO | NO
ANRITSU | MS46322A-030 | RF NETWORK ANALYZER 30 GHZ | 924 | 1155 | NA | NO | NO
ANRITSU | MS46322A-040 | RF NETWORK ANALYZER 43.5 GHZ | 924 | 1155 | NA | NO | NO
ANRITSU | MS46322B | VECTOR NETWORK ANALYZER | 0 | 0 | NA | NO | NO | Price Based on Option 010 thru 043
ANRITSU | MS46322B-010 | RF NETWORK ANALYZER 8 GHZ | 756 | 945 | NA | NO | NO
ANRITSU | MS46322B-020 | RF NETWORK ANALYZER 20 GHZ | 882 | 1103 | NA | NO | NO
ANRITSU | MS46322B-040 | RF NETWORK ANALYZER 43.5 GHZ | 924 | 1155 | NA | NO | NO
ANRITSU | MS46322B-043 | RF NETWORK ANALYZER 43.5 GHZ | 924 | 1155 | NA | NO | NO
ANRITSU | MS9710B | OPTICAL SPECTRUM ANALYZER | 210 | 263 | NA | NO | NO
ANRITSU | MT8212B | RF SPECTRUM ANALYZER | 672 | 840 | NA | NO | NO
ANRITSU | MT8213E | CELLMASTER | 588 | 735 | NA | NO | NO
ANRITSU | MT8222A | RF SPECTRUM ANALYZER | 672 | 840 | NA | NO | NO
ANRITSU | MT8852B | BLUETOOTH TEST SET | 672 | 840 | NA | NO | NO
ANRITSU | MW8219A | PIM MASTER | 0 | 0 | NA | NO | NO | Requires Special PIM Std.
ANRITSU | N-233K-01 | TEMP PROBE THERMOCOUPLE SURFACE | 126 | 158 | 170 | YES | NO | TYPE K
ANRITSU | S113C | SITE MASTER | 588 | 735 | NA | NO | NO
ANRITSU | S251C | RF SITE ANALYZER | 588 | 735 | NA | NO | NO
ANRITSU | S331B | RF SITE ANALYZER | 588 | 735 | NA | NO | NO
ANRITSU | S331C | SITE MASTER | 588 | 735 | NA | NO | NO
ANRITSU | S331D | RF SITE ANALYZER | 588 | 735 | NA | NO | NO
ANRITSU | S331E | SITE MASTER | 588 | 735 | NA | NO | NO
ANRITSU | S332D | SITE MASTER | 588 | 735 | NA | NO | NO
ANRITSU | S332E | SITE MASTER | 588 | 735 | NA | NO | NO
ANRITSU | S362E | SITE MASTER | 588 | 735 | NA | NO | NO
ANRITSU | S412E | LMR MASTER | 672 | 840 | NA | NO | NO
ANTON PARR | DMA35 | DENSITY METER | 276 | 345 | NA | NO | NO
ANYTIME TOOLS | 201872 | 0-1 O.D. MICROMETER | 69 | 86 | 93 | YES | NO
AP INSTRUMENTS | 300 | 30 MHZ FREQUENCY RESPONSE ANALYZER | 462 | 578 | NA | NO | NO
APPLICOS | PG24192 | AUDIO OSCILLATOR LOW DISTORTION PXI | 504 | 630 | 680 | YES | NO | Accred ACV. THD Not Accred.
APPLIED BIOSYSTEMS | 2720 | THERMAL CYCLER | 336 | 420 | 454 | YES | NO
APPLIED BIOSYSTEMS | 4319087 | PROBE | 168 | 210 | 227 | YES | NO
APPLIED MATERIALS | 0270-60051 | LEVEL SEMICONDUCTOR SPECIAL USE | 242 | 303 | NA | NO | NO
APPLIED MATERIALS | 0500-01083 | LEVEL SEMICONDUCTOR SPECIAL USE | 242 | 303 | NA | NO | NO
APPLIED TECHNICAL SERVICES | TC-PVC-T-180-SE | TYPE T THERMOCOUPLE | 126 | 158 | 170 | YES | NO
ARATRON | TM-9203D | ESD TEST BOX | 210 | 263 | 284 | YES | NO
ARBITER SYSTEMS | 09111A | CLAMP METER | 126 | 158 | 170 | YES | NO
ARBITER SYSTEMS | 918A | AC POWER ANALYZER | 294 | 368 | 397 | YES | NO
ARBITER SYSTEMS | 928A | AC POWER ANALYZER | 294 | 368 | 397 | YES | NO
ARBITER SYSTEMS | 930A | AC POWER ANALYZER | 294 | 368 | 397 | YES | NO
ARBITER SYSTEMS | 931A | AC POWER ANALYZER | 294 | 368 | 397 | YES | NO
ARCO | SS-32 | STANDARD CAPACITOR SET 32 PC | 672 | 840 | NA | NO | NO | 32 pc set 0.0001 to 14 uF
ARDROX | 3504 | WET MAG UNIT | 336 | 420 | NA | NO | NO
ARDROX | D203 | OVEN TEMP CHAMBER | 378 | 473 | 510 | YES | NO | Accredited Up to +400oC
ARLYN | SAW-HL | 200 LB. PLATFORM SCALE | 207 | 259 | NA | NO | NO
ARMSTRONG | 23498 | TORQUE SCREWDRIVER | 69 | 86 | 93 | YES | NO | Check Range. Accredited ONLY Up to 250 FtLbs
ARMSTRONG | 64-005 | TORQUE SCREWDRIVER | 69 | 86 | 93 | YES | NO | Check Range. Accredited ONLY Up to 250 FtLbs
ARMSTRONG | 64-031 | TORQUE WRENCH | 69 | 86 | 93 | YES | NO | Check Range. Accredited ONLY Up to 250 FtLbs
ARMSTRONG | 64-032 | TORQUE WRENCH | 69 | 86 | 93 | YES | NO | Check Range. Accredited ONLY Up to 250 FtLbs
ARMSTRONG | 64-041 | TORQUE WRENCH | 69 | 86 | 93 | YES | NO | Check Range. Accredited ONLY Up to 250 FtLbs
ARMSTRONG | 64-046 | TORQUE WRENCH | 69 | 86 | 93 | YES | NO | Check Range. Accredited ONLY Up to 250 FtLbs
ARMSTRONG | 64-082 | TORQUE WRENCH | 69 | 86 | 93 | YES | NO | Check Range. Accredited ONLY Up to 250 FtLbs
ARMSTRONG | 64-085 | TORQUE WRENCH | 69 | 86 | 93 | YES | NO | Check Range. Accredited ONLY Up to 250 FtLbs
ARMSTRONG | 64-086 | TORQUE WRENCH | 69 | 86 | 93 | YES | NO | Check Range. Accredited ONLY Up to 250 FtLbs
ARMSTRONG | 64-095 | TORQUE WRENCH | 69 | 86 | 93 | YES | NO | Check Range. Accredited ONLY Up to 250 FtLbs
ARMSTRONG | 64-158 | TORQUE WRENCH | 69 | 86 | 93 | YES | NO | Check Range. Accredited ONLY Up to 250 FtLbs
ARMSTRONG | 64-302A | TORQUE WRENCH | 69 | 86 | 93 | YES | NO | Check Range. Accredited ONLY Up to 250 FtLbs
ARMSTRONG | 64-352A | TORQUE WRENCH | 69 | 86 | 93 | YES | NO | Check Range. Accredited ONLY Up to 250 FtLbs
ARMSTRONG | 64-402 | TORQUE WRENCH | 69 | 86 | 93 | YES | NO | Check Range. Accredited ONLY Up to 250 FtLbs
ARMSTRONG | 64-455A | TORQUE WRENCH | 69 | 86 | 93 | YES | NO | Check Range. Accredited ONLY Up to 250 FtLbs
ARMSTRONG | 64-505 | TORQUE WRENCH | 69 | 86 | 93 | YES | NO | Check Range. Accredited ONLY Up to 250 FtLbs
ARMSTRONG | 64-544 | TORQUE WRENCH | 69 | 86 | 93 | YES | NO | Check Range. Accredited ONLY Up to 250 FtLbs
ARMSTRONG | 70-793 | FEELER GAUGE SET | 117 | 146 | NA | NO | NO
ARMSTRONG | 75 Lb/Ft | TORQUE WRENCH | 69 | 86 | 93 | YES | NO | Check Range. Accredited ONLY Up to 250 FtLbs
ARRAY | 3721A | DC ELECTRONIC LOAD | 210 | 263 | 284 | YES | NO | Current Accredited up to 20 Amps
ARTEX AIRCRAFT SUPPLIES | MEZ1000 | ELT TEST SET | 168 | NA | NA | NO | NO | Functional Verification Only
ARTI | HHPC-2 | PARTICLE COUNTER | 0 | 0 | NA | NO | NO | Use MET ONE as Manufacturer
ARWOOD MACHINE | 19F00-1 | CYLINDRICAL STANDARD | 207 | 259 | NA | NO | NO
ASCEND | ATM-40R | REFRIGERATOR | 420 | 525 | 567 | YES | NO
ASG | 65104 | TORQUE SCREWDRIVER | 69 | 86 | 93 | YES | NO | Check Range. Accredited ONLY Up to 250 FtLbs
ASG | 65105 | TORQUE SCREWDRIVER | 69 | 86 | 93 | YES | NO | Check Range. Accredited ONLY Up to 250 FtLbs
ASG | DTT-200 | TORQUE TESTER | 138 | 173 | NA | NO | NO
ASG/D.A.E. INDUSTRIES | C26006-1 | TESTER, FIRE CARGO EXTINGUISHER SYSTEM | 168 | NA | NA | NO | NO
ASHCROFT | 1008 | PRESSURE VACUUM GAUGE | 69 | 86 | NA | NO | NO
ASHCROFT | 2074 | PRESSURE VACUUM GAUGE | 69 | 86 | NA | NO | NO | 30 IN HG
ASHCROFT | 34481 | PRESSURE GAGE | 69 | 86 | NA | NO | NO
ASHCROFT | 34482 | PRESSURE GAGE | 69 | 86 | NA | NO | NO
ASHCROFT | 0-10 PSI | PRESSURE GAUGE | 69 | 86 | NA | NO | NO | 10 PSI
ASHCROFT | 0-100 In/H2O | PRESSURE GAUGE | 69 | 86 | NA | NO | NO | 100 IN H2O (3.61 PSI)
ASHCROFT | 0-100 PSI | PRESSURE GAUGE | 69 | 86 | NA | NO | NO
ASHCROFT | 0-1000 PSI | PRESSURE GAUGE | 69 | 86 | NA | NO | NO | 1000 PSI
ASHCROFT | 0-1150PSI | PRESSURE GAUGE | 69 | 86 | NA | NO | NO | 1150PSI
ASHCROFT | 0-160 PSI | PRESSURE GAUGE | 69 | 86 | NA | NO | NO | 160 PSI
ASHCROFT | 0-200 PSI | PRESSURE GAUGE | 69 | 86 | NA | NO | NO | 200 PSI
ASHCROFT | 0-30 IN-HG | VACUUM GAUGE | 69 | 86 | NA | NO | NO
ASHCROFT | 0-300 PSI | PRESSURE GAUGE | 69 | 86 | NA | NO | NO | 300 PSI
ASHCROFT | 15W1005PH01B100# | PRESSURE GAUGE | 69 | 86 | NA | NO | NO | 100 PSI
ASHCROFT | 250 F | TEMP METER THERMOMETER BIMETALLIC | 168 | 210 | 227 | YES | NO
ASHCROFT | 25D1005PS02L30/01MV | PRESSURE VACUUM GAUGE | 69 | 86 | NA | NO | NO | 30 IN HG
ASHCROFT | 2C673 | PRESSURE GAUGE | 69 | 86 | NA | NO | NO | 5000 PSI
ASHCROFT | 30 IN HG TO 150 PSI | PRESSURE VACUUM GAUGE | 69 | 86 | NA | NO | NO
ASHCROFT | 30 In/H2O | PRESSURE GAUGE | 69 | 86 | NA | NO | NO
ASHCROFT | 30 IN/HG-150 PSI | PRESSURE GAUGE | 69 | 86 | NA | NO | NO | 150 PSI
ASHCROFT | 30 PSI | PRESSURE GAUGE | 69 | 86 | NA | NO | NO | 30 PSI
ASHCROFT | 30"Hg / 15 PSI | PRESSURE VACUUM GAUGE | 69 | 86 | NA | NO | NO
ASHCROFT | 30"Hg / 30 PSI | PRESSURE VACUUM GAUGE | 69 | 86 | NA | NO | NO
ASHCROFT | 30"Hg / 60 PSI | PRESSURE VACUUM GAUGE | 69 | 86 | NA | NO | NO
ASHCROFT | 300 In/H2O | PRESSURE GAUGE | 69 | 86 | NA | NO | NO
ASHCROFT | 300 PSI | PRESSURE GAUGE | 69 | 86 | NA | NO | NO | 300 PSI
ASHCROFT | 3000 PSI | PRESSURE GAUGE | 69 | 86 | NA | NO | NO | 3000 PSI
ASHCROFT | 35W1005PH02L100# | PRESSURE GAGE | 69 | 86 | NA | NO | NO
ASHCROFT | 400 PSI | PRESSURE GAUGE | 69 | 86 | NA | NO | NO | 400 PSI
ASHCROFT | 45 1279 SS 04L 0/160 | PRESSURE GAUGE | 69 | 86 | NA | NO | NO | 160 PSI
ASHCROFT | 45 1279 SS 04L 0/5000 | PRESSURE GAUGE | 69 | 86 | NA | NO | NO | 5000 PSI
ASHCROFT | 45 1279 SS 04L 0/600 | PRESSURE GAUGE | 69 | 86 | NA | NO | NO | 600 PSI
ASHCROFT | 45-1379 | PRESSURE VACUUM GAUGE | 69 | 86 | NA | NO | NO | 30 IN HG
ASHCROFT | 500 PSI | PRESSURE GAUGE | 69 | 86 | NA | NO | NO | 500 PSI
ASHCROFT | 5000 PSI | PRESSURE GAUGE | 69 | 86 | NA | NO | NO | 5000 PSI
ASHCROFT | 595-06 | PRESSURE GAUGE | 69 | 86 | NA | NO | NO
ASHCROFT | 5WH43 | PRESSURE GAUGE | 69 | 86 | NA | NO | NO | 60 PSI
ASHCROFT | 5WH93 | PRESSURE GAUGE | 69 | 86 | NA | NO | NO | 30 PSI
ASHCROFT | 60 PSI | PRESSURE GAUGE | 69 | 86 | NA | NO | NO | 60 PSI
ASHCROFT | GAUGE | VACUUM GAUGE | 69 | 86 | NA | NO | NO | 30 IN HG
ASHCROFT | GAUGEAIR | PRESSURE GAUGE | 69 | 86 | NA | NO | NO | 100 PSI
ASHCROFT | VACUUM GAUGE | VACUUM GAUGE | 69 | 86 | NA | NO | NO
ASHCROFT | Various | PRESSURE VACUUM GAUGE | 69 | 86 | NA | NO | NO
ASIMETO | 285652 | MICROMETER THREAD | 69 | 86 | 93 | YES | NO | 2 INCH
ASIMETO | 285654 | MICROMETER THREAD | 69 | 86 | 93 | YES | NO | 3 INCH
ASIMETO | 285656 | MICROMETER THREAD | 69 | 86 | 93 | YES | NO | 4 INCH
ASIMETO | 285670 | MICROMETER THREAD | 69 | 86 | 93 | YES | NO | 1 INCH
ASM | SIPLACE X-SERIES S | SMT PLACEMENT MACHINE | 168 | 210 | NA | NO | NO
ASM | TX2 | HI-SPEED PICK AND PLACE SIPLACE TX2 | 168 | 210 | NA | NO | NO
ASM | X4I S | HI-SPEED PICK AND PLACE SIPLACE X4I S | 168 | 210 | NA | NO | NO
ASSEMBLY SYSTEMS | 1600Q | TORQUE | 69 | 86 | 93 | YES | NO | Check Range. Accredited ONLY Up to 250 FtLbs
ASSOC ENVIRONMENTAL SYS | 30degC-85degC | OVEN TEMP HUMIDITY CHAMBER HOT COLD | 462 | 578 | 624 | YES | NO | Accred Temp Only Up to +400C
ASSOC ENVIRONMENTAL SYS | LH-1.5 | OVEN TEMP CHAMBER | 378 | 473 | 510 | YES | NO | Accredited Up to +400oC
ASSOC ENVIRONMENTAL SYS | SD-408 | Temperature Chamber; 8 CU.FT | 378 | 473 | 510 | YES | NO | Accredited Up to +400oC
ASSOCIATED POWER TECH | APT05040 | AC POWER SOURCE | 672 | 840 | NA | NO | NO
ASSOCIATED RESEARCH | 293 | VIBROGROUND EARTH RESISTANCE TESTER | 210 | 263 | 284 | YES | NO
ASSOCIATED RESEARCH | 3140 | GROUND BOND TESTER | 294 | 368 | 397 | YES | NO
ASSOCIATED RESEARCH | 3240 | GROUND BOND TESTER | 294 | 368 | 397 | YES | NO
ASSOCIATED RESEARCH | 3605 | HIPOT TESTER | 252 | 315 | 340 | YES | NO
ASSOCIATED RESEARCH | 3665 | HIPOT TESTER | 252 | 315 | 340 | YES | NO
ASSOCIATED RESEARCH | 3670 | HIPOT TESTER | 252 | 315 | 340 | YES | NO
ASSOCIATED RESEARCH | 3765 | HIPOT TESTER | 252 | 315 | 340 | YES | NO
ASSOCIATED RESEARCH | 3770 | HIPOT TESTER | 252 | 315 | 340 | YES | NO
ASSOCIATED RESEARCH | 3805 | HIPOT TESTER | 252 | 315 | 340 | YES | NO
ASSOCIATED RESEARCH | 3865 | AC/DC Hipot | 252 | 315 | 340 | YES | NO
ASSOCIATED RESEARCH | 3870 | HIPOT TESTER | 252 | 315 | 340 | YES | NO
ASSOCIATED RESEARCH | 4025 | HIPOT TESTER | 252 | 315 | 340 | YES | NO
ASSOCIATED RESEARCH | 7650 | HIPOT TESTER | 252 | 315 | 340 | YES | NO
ASSOCIATED RESEARCH | 7704 | HIPOT TESTER | 252 | 315 | 340 | YES | NO
ASSOCIATED RESEARCH | 7715 | HIPOT TESTER | 252 | 315 | 340 | YES | NO | 20 KV
ASSOCIATED RESEARCH | 7720 | HIPOT TESTER | 252 | 315 | 340 | YES | NO | 20 KV
ASSOCIATED RESEARCH | 7820 | HIPOT TESTER | 252 | 315 | 340 | YES | NO
ASSOCIATED RESEARCH | 7850 | DIELECTRIC ANALYZER | 252 | 315 | 340 | YES | NO
ASSOCIATED RESEARCH | 8104 | HIPOT TESTER | 252 | 315 | 340 | YES | NO
ASSOCIATED RESEARCH | 8105 | HIPOT TESTER | 252 | 315 | 340 | YES | NO
ASSOCIATED RESEARCH | 8204 | HIPOT TESTER | 252 | 315 | 340 | YES | NO
ASSOCIATED RESEARCH | 3560D | HIPOT TESTER | 252 | 315 | 340 | YES | NO
ASSOCIATED RESEARCH | 3565A | HIPOT TESTER | 252 | 315 | 340 | YES | NO
ASSOCIATED RESEARCH | 3565D | HIPOT TESTER | 252 | 315 | 340 | YES | NO
ASSOCIATED RESEARCH | 4040AT | HIPOT TESTER | 252 | 315 | 340 | YES | NO
ASSOCIATED RESEARCH | 4222M2 | HIPOT TESTER | 252 | 315 | 340 | YES | NO
ASSOCIATED RESEARCH | 5030DT | HIPOT TESTER | 252 | 315 | 340 | YES | NO
ASSOCIATED RESEARCH | 510L | AC SAFETY ANALYZER | 294 | 368 | 397 | YES | NO
ASSOCIATED RESEARCH | 5560DT | HIPOT TESTER | 252 | 315 | 340 | YES | NO
ASSOCIATED RESEARCH | 6554SA | AC SAFETY ANALYZER | 294 | 368 | 397 | YES | NO
ASSOCIATED RESEARCH | 7530DT | HYPOT TESTER | 252 | 315 | 340 | YES | NO
ASSOCIATED RESEARCH | 7550DT | HIPOT TESTER | 252 | 315 | 340 | YES | NO
ASSOCIATED RESEARCH | 7564SA | HI POT QUAD CHECK | 294 | 368 | 397 | YES | NO
ASSOCIATED RESEARCH | TVB-2 | HIPOT LOAD BOX | 109 | 136 | 147 | YES | NO
ASTRO TOOL CORP | 11737 | CRIMPER | 69 | 86 | NA | NO | NO
ASTRO TOOL CORP | 620369 | CRIMPER | 69 | 86 | NA | NO | NO
ASTRO TOOL CORP | 630074 | CRIMPER | 69 | 86 | NA | NO | NO
ASTRO TOOL CORP | .125" | CRIMPER | 69 | 86 | NA | NO | NO
ASTRO TOOL CORP | CT-1 | CRIMPER | 69 | 86 | NA | NO | NO
ASTRO TOOL CORP | M22520/1-01 | CRIMPER | 69 | 86 | NA | NO | NO
ASTRO TOOL CORP | M22520/2-01 | CRIMPER | 69 | 86 | NA | NO | NO
ASTRO TOOL CORP | M22520/5-01 | CRIMPER | 69 | 86 | NA | NO | NO
ASTRO TOOL CORP | M22520/5-43 | CRIMPER | 69 | 86 | NA | NO | NO
ASTRO TOOL CORP | M22910/7-1 | CRIMPER | 69 | 86 | NA | NO | NO
ASTROAI | CM4KOR | AC/DC CLAMP METER | 126 | 158 | 170 | YES | NO
ASTROLAB | Various | TORQUE WRENCH | 69 | 86 | 93 | YES | NO | Check Range. Accredited ONLY Up to 250 FtLbs
AT&T | KS-22861 L1 | DMM HANDHELD | 126 | 158 | 170 | YES | NO
ATAGO | 3810 | BRIX METER | 173 | 216 | NA | NO | NO
ATAGO | PAL-SALT | SALINITY METER | 173 | 216 | NA | NO | NO
ATCO | PRO 1600 - EXN | REFLOW OVEN | 378 | 473 | 510 | YES | NO | Ambient to +375C
ATD TOOLS | 100 | TORQUE WRENCH | 69 | 86 | 93 | YES | NO | Check Range. Accredited ONLY Up to 250 FtLbs
ATEN | ACT6000 | ADVANCED COMMUNICATION TESTER | 168 | 210 | 227 | YES | NO
ATG | 429EBP | ARINC 429 TX/RX | 336 | 420 | NA | NO | NO
ATKINS | 313 | TEMP METER THERMOCOUPLE | 168 | 210 | 227 | YES | NO | TYPE K
ATKINS | 35240 | THERMOMETER | 168 | 210 | 227 | YES | NO
ATKINS | 33033-F | TEMP METER THERMOCOUPLE | 168 | 210 | 227 | YES | NO
ATKINS | 35100-K | THERMOMETER | 168 | 210 | 227 | YES | NO
ATKINS | 35200-K | THERMOMETER | 168 | 210 | 227 | YES | NO
ATKINS | 39138-J | TYPE J THERMOCOUPLE | 126 | 158 | 170 | YES | NO
ATKINS | 50302-J | TYPE J THERMOCOUPLE | 126 | 158 | 170 | YES | NO
ATKINS | 50306-K | TYPE K THERMOCOUPLE | 126 | 158 | 170 | YES | NO
ATKINS | 50318-K | TEMP PROBE THERMOCOUPLE | 126 | 158 | 170 | YES | NO
ATKINS | ACCUTUFF 340 | TEMP METER THERMOCOUPLE | 168 | 210 | 227 | YES | NO
ATKINS | ACCUTUFF PLUS 330 | TEMP METER THERMOCOUPLE | 168 | 210 | 227 | YES | NO
ATKINS | AQUATUFF 351 | TEMP METER THERMOCOUPLE | 168 | 210 | 227 | YES | NO
ATKINS | AQUATUFF 352 | TEMP METER THERMOCOUPLE | 168 | 210 | 227 | YES | NO
ATLAS COPCO | ATDM 200L | TORQUE DRIVER | 69 | 86 | 93 | YES | NO | Check Range. Accredited ONLY Up to 250 FtLbs
ATLAS COPCO | ETDM 80ABL | TORQUE DRIVER | 69 | 86 | 93 | YES | NO | Check Range. Accredited ONLY Up to 250 FtLbs
ATS | 2E-M | DIFFERENTIAL PRESSURE TESTER | 69 | 86 | NA | NO | NO
ATS | 2EM-60 | DIFFERENTIAL COMPRESSION TESTER | 69 | 86 | NA | NO | NO
ATS | 2E-M60 | DIFFERENTIAL COMPRESSION TESTER | 69 | 86 | NA | NO | NO
AUDIO PRECISION | 300 | AUDIO ANALYZER | 588 | 735 | 794 | YES | NO | Accred AC/DC Volts. THD Not Accred.
AUDIO PRECISION | 2322 | AUDIO ANALYZER | 588 | 735 | 794 | YES | NO | Accred AC/DC Volts. THD Not Accred.
AUDIO PRECISION | 2522 | AUDIO ANALYZER | 588 | 735 | 794 | YES | NO | Accred AC/DC Volts. THD Not Accred.
AUDIO PRECISION | 2722 | AUDIO ANALYZER | 588 | 735 | 794 | YES | NO | Accred AC/DC Volts. THD Not Accred.
AUDIO PRECISION | APX515 | AUDIO ANALYZER | 588 | 735 | 794 | YES | NO | Accred AC/DC Volts. THD Not Accred.
AUDIO PRECISION | APX525 | AUDIO ANALYZER | 588 | 735 | 794 | YES | NO | Accred AC/DC Volts. THD Not Accred.
AUDIO PRECISION | APX525B | AUDIO ANALYZER | 588 | 735 | 794 | YES | NO | Accred AC/DC Volts. THD Not Accred.
AUDIO PRECISION | APX526 | AUDIO ANALYZER | 588 | 735 | 794 | YES | NO | Accred AC/DC Volts. THD Not Accred.
AUDIO PRECISION | APX555 | AUDIO ANALYZER | 588 | 735 | 794 | YES | NO | Accred AC/DC Volts. THD Not Accred.
AUDIO PRECISION | APX582 | MULTICHAN AUDIO ANALYZER | 588 | 735 | 794 | YES | NO | Accred AC/DC Volts. THD Not Accred.
AUDIO PRECISION | APX585 | MULTICHAN AUDIO ANALYZER | 588 | 735 | 794 | YES | NO | Accred AC/DC Volts. THD Not Accred.
AUDIO PRECISION | ATS2 | AUDIO ANALYZER | 588 | 735 | 794 | YES | NO | Accred AC/DC Volts. THD Not Accred.
AUDIO PRECISION | AUX-0025 | AUDIO ANALYZER SWITCHING AMP | 462 | 578 | 624 | YES | NO | Accred AC/DC Volts. THD Not Accred.
AUDIO PRECISION | DCX127 | AUDIO ANALYZER SWITCHING BOX | 462 | 578 | 624 | YES | NO | Accred AC/DC Volts. THD Not Accred.
AUDIO PRECISION | P1PA | AUDIO MEASUREMENT SYSTEM | 462 | 578 | 624 | YES | NO | Accred AC/DC Volts. THD Not Accred.
AUDIO PRECISION | Portable One Dual Domain | AUDIO ANALYZER | 588 | 735 | 794 | YES | NO | Accred AC/DC Volts. THD Not Accred.
AUDIO PRECISION | Portable One Plus | AUDIO ANALYZER | 588 | 735 | 794 | YES | NO | Accred AC/DC Volts. THD Not Accred.
AUDIO PRECISION | SYS-2522 | AUDIO ANALYZER | 588 | 735 | 794 | YES | NO | Accred AC/DC Volts. THD Not Accred.
AUDIO PRECISION | SYS-2722 | AUDIO ANALYZER | 588 | 735 | 794 | YES | NO | Accred AC/DC Volts. THD Not Accred.
AUDIO PRECISION | System One | AUDIO ANALYZER | 588 | 735 | 794 | YES | NO | Accred AC/DC Volts. THD Not Accred.
AUTOMATION DIRECT | SLB4848-R0 | TEMPERATURE CONTROLLER | 126 | 158 | 170 | YES | NO
AUTOMATION DR.NIX | QNIX 1500 | THICKNESS GAUGE COATING | 69 | 86 | NA | NO | NO
AUTOMATION KOLN | QUANIX 1500 | THICKNESS GAUGE PAINT | 69 | 86 | NA | NO | NO
AVANTCO EQUIPMENT | 177HEAT1836 | OVEN | 378 | 473 | 510 | YES | NO | Accredited Up to +400oC
AVINS | ALUMEL/CHROMEL | TEMP PROBE THERMOCOUPLE | 126 | 158 | 170 | YES | NO | TYPE K
AVIO | PHU-25 | TEMP CONTROLLER | 126 | 158 | 170 | YES | NO
AVIO | PHU-35 | TEMP CONTROLLER HEAT STAMP | 126 | 158 | 170 | YES | NO
AVO MEGGER BIDDLE MULTI-AMP | 210159 | MEGGER | 168 | 210 | 227 | YES | NO
AVO MEGGER BIDDLE MULTI-AMP | 210170 | MEGOHMMETER | 168 | 210 | 227 | YES | NO
AVO MEGGER BIDDLE MULTI-AMP | 210200 | MEGOHMMETER | 168 | 210 | 227 | YES | NO
AVO MEGGER BIDDLE MULTI-AMP | 210415 | MEGOHMMETER | 252 | 315 | 340 | YES | NO
AVO MEGGER BIDDLE MULTI-AMP | 210600 | MEGOHMMETER | 168 | 210 | 227 | YES | NO
AVO MEGGER BIDDLE MULTI-AMP | 212159 | MEGOHMMETER | 168 | 210 | 227 | YES | NO
AVO MEGGER BIDDLE MULTI-AMP | 212559 | MEGOHMMETER | 168 | 210 | 227 | YES | NO
AVO MEGGER BIDDLE MULTI-AMP | 220070 | DC DIELECTRIC TEST SET | 378 | 473 | 510 | YES | NO
AVO MEGGER BIDDLE MULTI-AMP | 230315 | HIPOT TESTER | 252 | 315 | 340 | YES | NO
AVO MEGGER BIDDLE MULTI-AMP | 230415 | HIPOT TESTER | 252 | 315 | 340 | YES | NO
AVO MEGGER BIDDLE MULTI-AMP | 230425 | HIPOT TESTER | 252 | 315 | 340 | YES | NO
AVO MEGGER BIDDLE MULTI-AMP | 246004 | BITE RECEIVER | 294 | 368 | 397 | YES | NO
AVO MEGGER BIDDLE MULTI-AMP | 247001 | RESISTANCE METER DLRO | 252 | 315 | 340 | YES | NO
AVO MEGGER BIDDLE MULTI-AMP | 247002 | RESISTANCE METER DLRO | 252 | 315 | 340 | YES | NO
AVO MEGGER BIDDLE MULTI-AMP | 247100 | RESISTANCE METER DLRO | 252 | 315 | 340 | YES | NO
AVO MEGGER BIDDLE MULTI-AMP | 250241 | EARTH RESISTANCE TESTER | 210 | 263 | 284 | YES | NO
AVO MEGGER BIDDLE MULTI-AMP | 250260 | EARTH RESISTANCE TESTER | 210 | 263 | 284 | YES | NO
AVO MEGGER BIDDLE MULTI-AMP | 550005 | TRANSFORMER TURN-RATIO TEST SET | 252 | 315 | NA | NO | NO
AVO MEGGER BIDDLE MULTI-AMP | 603107 | RESISTANCE WHEATSTONE BRIDGE | 336 | 420 | 454 | YES | NO
AVO MEGGER BIDDLE MULTI-AMP | 830280 | TRANSFORMER OHMMETER | 378 | 473 | NA | NO | NO
AVO MEGGER BIDDLE MULTI-AMP | 21805-2 | MEGOHMMETER | 168 | 210 | 227 | YES | NO
AVO MEGGER BIDDLE MULTI-AMP | 220070-V2 | DC DIELECTRIC TEST SET | 378 | 473 | 510 | YES | NO
AVO MEGGER BIDDLE MULTI-AMP | 246002B | BITE 2 | 294 | 368 | 397 | YES | NO
AVO MEGGER BIDDLE MULTI-AMP | 600 V | BITE CURRENT PROBE | 126 | 158 | 170 | YES | NO
AVO MEGGER BIDDLE MULTI-AMP | 72-430 | RESISTANCE WHEATSTONE BRIDGE | 336 | 420 | 454 | YES | NO
AVO MEGGER BIDDLE MULTI-AMP | BITE3 | BATTERY IMPEDANCE TEST EQUIPMENT | 252 | 315 | 340 | YES | NO
AVO MEGGER BIDDLE MULTI-AMP | BM100/4 | MEGOHMMETER | 252 | 315 | 340 | YES | NO
AVO MEGGER BIDDLE MULTI-AMP | BM100-2 | MEGOHMMETER | 252 | 315 | 340 | YES | NO
AVO MEGGER BIDDLE MULTI-AMP | BM11D | MEGOHMMETER | 252 | 315 | 340 | YES | NO
AVO MEGGER BIDDLE MULTI-AMP | BM121 | MEGOHMMETER | 168 | 210 | 227 | YES | NO
AVO MEGGER BIDDLE MULTI-AMP | BM122 | MEGOHMMETER | 168 | 210 | 227 | YES | NO
AVO MEGGER BIDDLE MULTI-AMP | BM21 | MEGOHMMETER | 252 | 315 | 340 | YES | NO
AVO MEGGER BIDDLE MULTI-AMP | BM222 | MEGOHMMETER | 168 | 210 | 227 | YES | NO
AVO MEGGER BIDDLE MULTI-AMP | BM400/2 | HIPOT TESTER | 252 | 315 | 340 | YES | NO
AVO MEGGER BIDDLE MULTI-AMP | BMM2080 | INSULATION MULTIMETER | 168 | 210 | 227 | YES | NO
AVO MEGGER BIDDLE MULTI-AMP | BMM80 | INSULATION MULTIMETER | 168 | 210 | 227 | YES | NO
AVO MEGGER BIDDLE MULTI-AMP | BT-51 | RESISTANCE MILLIOHM METER | 210 | 263 | 284 | YES | NO
AVO MEGGER BIDDLE MULTI-AMP | CB-832-115 | CIRCUIT BREAKER TEST SET | 252 | 315 | NA | NO | NO
AVO MEGGER BIDDLE MULTI-AMP | CFL510F | TDR CABLE FAULT LOCATOR | 336 | 420 | NA | NO | NO
AVO MEGGER BIDDLE MULTI-AMP | CTER-83 | TRANSFORMER TURN-RATIO TEST SET | 252 | 315 | NA | NO | NO
AVO MEGGER BIDDLE MULTI-AMP | DCM1500S | SOLAR/PV CLAMP METER | 126 | 158 | 170 | YES | NO
AVO MEGGER BIDDLE MULTI-AMP | DET2/2 | EARTH GROUND TESTER | 210 | 263 | 284 | YES | NO
AVO MEGGER BIDDLE MULTI-AMP | DET2/3 | EARTH GROUND TESTER | 210 | 263 | 284 | YES | NO
AVO MEGGER BIDDLE MULTI-AMP | DET24C | RESISTANCE TESTER GROUND | 210 | 263 | 284 | YES | NO
AVO MEGGER BIDDLE MULTI-AMP | DET3TC | RESISTANCE TESTER GROUND | 210 | 263 | 284 | YES | NO
AVO MEGGER BIDDLE MULTI-AMP | DET4TC2 | EARTH TEST KIT | 210 | 263 | 284 | YES | NO
AVO MEGGER BIDDLE MULTI-AMP | DET4TD | RESISTANCE TESTER GROUND | 210 | 263 | 284 | YES | NO
AVO MEGGER BIDDLE MULTI-AMP | DET5/3R | RESISTANCE TESTER GROUND | 210 | 263 | 284 | YES | NO
AVO MEGGER BIDDLE MULTI-AMP | DET5/4R | RESISTANCE TESTER GROUND | 210 | 263 | 284 | YES | NO
AVO MEGGER BIDDLE MULTI-AMP | DLRO10 | RESISTANCE METER DLRO | 252 | 315 | 340 | YES | NO
AVO MEGGER BIDDLE MULTI-AMP | DLRO10HD | RESISTANCE METER DLRO | 252 | 315 | 340 | YES | NO
AVO MEGGER BIDDLE MULTI-AMP | DLRO10HDX | DIGITAL LOW RESISTANCE OHMMETER | 252 | 315 | 340 | YES | NO
AVO MEGGER BIDDLE MULTI-AMP | ICLAMP | CLAMP METER | 126 | 158 | 170 | YES | NO
AVO MEGGER BIDDLE MULTI-AMP | MCT1600B | CURRENT TRANSFORMER TEST SET | 378 | 473 | NA | NO | NO
AVO MEGGER BIDDLE MULTI-AMP | MIT1020 | MEGGER | 252 | 315 | 340 | YES | NO
AVO MEGGER BIDDLE MULTI-AMP | MIT1020/2 | INSULATION TESTER | 252 | 315 | 340 | YES | NO
AVO MEGGER BIDDLE MULTI-AMP | MIT220 | MEGOHMMETER | 168 | 210 | 227 | YES | NO
AVO MEGGER BIDDLE MULTI-AMP | MIT30 | MEGOHMMETER | 252 | 315 | 340 | YES | NO
AVO MEGGER BIDDLE MULTI-AMP | MIT300 | MEGOHMMETER | 252 | 315 | 340 | YES | NO
AVO MEGGER BIDDLE MULTI-AMP | MIT310 | INSULATION TESTER | 252 | 315 | 340 | YES | NO
AVO MEGGER BIDDLE MULTI-AMP | MIT330 | INSULATION TESTER | 252 | 315 | 340 | YES | NO
AVO MEGGER BIDDLE MULTI-AMP | MIT400 | MEGOHMMETER | 252 | 315 | 340 | YES | NO
AVO MEGGER BIDDLE MULTI-AMP | MIT400/2 | INSULATION TESTER | 252 | 315 | 340 | YES | NO
AVO MEGGER BIDDLE MULTI-AMP | MIT410 | MEGOHMMETER | 252 | 315 | 340 | YES | NO
AVO MEGGER BIDDLE MULTI-AMP | MIT410/2 | MEGOHMMETER | 252 | 315 | 340 | YES | NO
AVO MEGGER BIDDLE MULTI-AMP | MIT420 | MEGOHMMETER | 252 | 315 | 340 | YES | NO
AVO MEGGER BIDDLE MULTI-AMP | MIT420/2 | MEGOHMMETER | 252 | 315 | 340 | YES | NO
AVO MEGGER BIDDLE MULTI-AMP | MIT430 | MEGOHMMETER | 252 | 315 | 340 | YES | NO
AVO MEGGER BIDDLE MULTI-AMP | MIT430/2 | MEGOHMMETER | 252 | 315 | 340 | YES | NO
AVO MEGGER BIDDLE MULTI-AMP | MIT510 | MEGOHMMETER | 252 | 315 | 340 | YES | NO
AVO MEGGER BIDDLE MULTI-AMP | MIT510/2 | MEGOHMMETER | 252 | 315 | 340 | YES | NO
AVO MEGGER BIDDLE MULTI-AMP | MIT515 | MEGOHMMETER | 252 | 315 | 340 | YES | NO
AVO MEGGER BIDDLE MULTI-AMP | MIT520/2 | INSULATION & CONTINUITY TESTER | 252 | 315 | 340 | YES | NO
AVO MEGGER BIDDLE MULTI-AMP | MIT525 | MEGOHMMETER | 252 | 315 | 340 | YES | NO
AVO MEGGER BIDDLE MULTI-AMP | MJ10 | CONTINUITY TESTER | 168 | 210 | 227 | YES | NO
AVO MEGGER BIDDLE MULTI-AMP | MJ159 | MEGOHMMETER | 252 | 315 | 340 | YES | NO
AVO MEGGER BIDDLE MULTI-AMP | MJ160 | MEGOHMMETER | 252 | 315 | 340 | YES | NO
AVO MEGGER BIDDLE MULTI-AMP | MJ359 | MEGOHMMETER | 252 | 315 | 340 | YES | NO
AVO MEGGER BIDDLE MULTI-AMP | MJ459 | MEGOHMMETER | 252 | 315 | 340 | YES | NO
AVO MEGGER BIDDLE MULTI-AMP | MJ559 | MEGOHMMETER | 252 | 315 | 340 | YES | NO
AVO MEGGER BIDDLE MULTI-AMP | MMC850 | CLAMP METER | 126 | 158 | 170 | YES | NO
AVO MEGGER BIDDLE MULTI-AMP | MS-2 | CIRCUIT BREAKER TEST SET | 252 | 315 | NA | NO | NO
AVO MEGGER BIDDLE MULTI-AMP | MS-2A | CIRCUIT BREAKER TEST SET | 252 | 315 | NA | NO | NO
AVO MEGGER BIDDLE MULTI-AMP | MTO210 | TRANSFORMER OHMMETER | 378 | 473 | NA | NO | NO
AVO MEGGER BIDDLE MULTI-AMP | MTR105 | ROTATING MACHINE TESTER | 252 | 315 | NA | NO | NO
AVO MEGGER BIDDLE MULTI-AMP | S1-1068 | INSULATION TESTER | 252 | 315 | 340 | YES | NO
AVO MEGGER BIDDLE MULTI-AMP | S1-1568 | INSULATION TESTER | 252 | 315 | 340 | YES | NO
AVO MEGGER BIDDLE MULTI-AMP | S1-5005 | MEGOHMMETER | 252 | 315 | 340 | YES | NO
AVO MEGGER BIDDLE MULTI-AMP | S1-551212 | MEGOHMMETER | 252 | 315 | 340 | YES | NO
AVO MEGGER BIDDLE MULTI-AMP | S1-552 | MEGOHMMETER | 252 | 315 | 340 | YES | NO
AVO MEGGER BIDDLE MULTI-AMP | S1-552/2 | MEGOHMMETER | 252 | 315 | 340 | YES | NO
AVO MEGGER BIDDLE MULTI-AMP | S1-552-2 | MEGOHMMETER | 252 | 315 | 340 | YES | NO
AVO MEGGER BIDDLE MULTI-AMP | S1-568 | MEGOHMMETER | 252 | 315 | 340 | YES | NO | 5 KV
AVO MEGGER BIDDLE MULTI-AMP | SITS-120-115 | AC VOLTAGE SECONDARY INJECTION TEST SET | 462 | 578 | 624 | YES | NO
AVO MEGGER BIDDLE MULTI-AMP | TDR500 | TDR CABLE FAULT LOCATOR | 336 | 420 | NA | NO | NO
AVO MEGGER BIDDLE MULTI-AMP | TTR100 | TRANSFORMER TURN-RATIO TEST SET | 252 | 315 | NA | NO | NO
AVO MEGGER BIDDLE MULTI-AMP | TTR100-1 | SINGLE PHASE TRANSFORMER TEST SET | 252 | 315 | NA | NO | NO
AVO MEGGER BIDDLE MULTI-AMP | TTR20 | TRANSFORMER TURN-RATIO TEST SET | 252 | 315 | NA | NO | NO
AVO MEGGER BIDDLE MULTI-AMP | TTR20-1 | TEST SET | 252 | 315 | NA | NO | NO
AVO MEGGER BIDDLE MULTI-AMP | TTR310 | TRANSFORMER TURN-RATIO TEST SET | 252 | 315 | NA | NO | NO
AVO MEGGER BIDDLE MULTI-AMP | TTR330 | TRANSFORMER TURN-RATIO TEST SET | 252 | 315 | NA | NO | NO
AVO MEGGER BIDDLE MULTI-AMP | TTRU3 | TRANSFORMER TURN RATIO TEST SET | 252 | 315 | NA | NO | NO
AVO MEGGER BIDDLE MULTI-AMP | TTRU3-PRO | TRANSFORMER TURN RATIO TEST SET | 252 | 315 | NA | NO | NO
AVO MEGGER BIDDLE MULTI-AMP | WM6 | MEGOHMMETER | 252 | 315 | 340 | YES | NO
AVTECH ELECTROSYS | AVRQ-3-B | PULSE GENERATOR | 336 | 420 | NA | NO | NO
AVTRON | T477W | RESISTANCE MILLIOHM METER AC | 126 | 158 | NA | NO | NO
AWS | SC-2KG | SCALE, 2KG POCKET | 124 | 155 | NA | NO | NO
AWS | SM-501 | POCKET SCALE, 500 G/0.01 G | 124 | 155 | NA | NO | NO
AWS | TIO-160 | TORQUE TRANSDUCER | 138 | 173 | NA | NO | NO
BACHARACH | 1867456 | HUMIDITY METER PSYCHROMETER | 242 | 303 | NA | NO | NO
BACVIEW | 4 | TEMP METER THERMOCOUPLE | 168 | 210 | 227 | YES | NO
BAKER | 2" | RING GAUGE | 69 | 86 | NA | NO | NO | 2 INCH
BAKER | B301 | INDICATOR TEST | 69 | 86 | NA | NO | NO
BAKER | D12000 | HIPOT TESTER | 252 | 315 | 340 | YES | NO
BAKER | D12R | HIPOT TESTER | 252 | 315 | 340 | YES | NO
BAKER | J158/1B | DEPTH GAUGE | 69 | 86 | NA | NO | NO
BAKER | JB50A | INDICATOR DIAL | 69 | 86 | NA | NO | NO
BALAX | 0-80 UNF-2B | THREAD PLUG GAUGE GO NOGO | 69 | 86 | NA | NO | NO
BALAX | 1"-8 UNC-2B | THREAD PLUG GAUGE GO NOGO | 69 | 86 | NA | NO | NO
BALAX | 1/2-13 UNC-2B | THREAD PLUG GAUGE GO NOGO | 69 | 86 | NA | NO | NO
BALAX | 1/2-14 NPT | THREAD PLUG GAUGE | 69 | 86 | NA | NO | NO
BALAX | 1/2-20 UNF-2B | THREAD PLUG GAUGE GO NOGO | 69 | 86 | NA | NO | NO
BALAX | 1/4-20 UNC 2B | THREAD PLUG GAUGE | 69 | 86 | NA | NO | NO
BALAX | 1/4-20 UNC-2B | THREAD PLUG GAUGE GO NOGO | 69 | 86 | NA | NO | NO
BALAX | 1/4-20 UNC-2B STI | THREAD PLUG GAUGE GO NOGO | 69 | 86 | NA | NO | NO
BALAX | 1/4-20 UNC-3B | THREAD PLUG GAUGE GO NOGO | 69 | 86 | NA | NO | NO
BALAX | 1/4-28 STI-2B | THREAD PLUG GAUGE GO NOGO | 69 | 86 | NA | NO | NO
BALAX | 1/4-28 UNF-2B | THREAD PLUG GAUGE GO NOGO | 69 | 86 | NA | NO | NO
BALAX | 1/4-28 UNF-2B STI | THREAD PLUG GAUGE GO NOGO | 69 | 86 | NA | NO | NO
BALAX | 1/4-32 UNEF-2B | THREAD PLUG GAUGE GO NOGO | 69 | 86 | NA | NO | NO
BALAX | 10-24 UNC-2B | THREAD PLUG GAUGE GO NOGO | 69 | 86 | NA | NO | NO
BALAX | 10-24 UNC-2B STI | THREAD PLUG GAUGE GO NOGO | 69 | 86 | NA | NO | NO
BALAX | 10-32 UNF 2B | THREAD PLUG GAUGE | 69 | 86 | NA | NO | NO
BALAX | 10-32 UNF-2B | THREAD PLUG GAUGE GO NOGO | 69 | 86 | NA | NO | NO
BALAX | 10-32 UNF-2B STI | THREAD PLUG GAUGE GO NOGO | 69 | 86 | NA | NO | NO
BALAX | 10-32 UNF-3B STI | THREAD PLUG GAUGE GO NOGO | 69 | 86 | NA | NO | NO
BALAX | 1-12 UNF-2B | THREAD PLUG GAUGE GO | 69 | 86 | NA | NO | NO
BALAX | 12-24 UNC-2B | THREAD PLUG GAUGE GO NOGO | 69 | 86 | NA | NO | NO
BALAX | 12-28 UNF-2B | THREAD PLUG GAUGE GO NOGO | 69 | 86 | NA | NO | NO
BALAX | 2-56 UNC-2B | THREAD PLUG GAUGE GO NOGO | 69 | 86 | NA | NO | NO
BALAX | 3/4-10 UNC-2B | THREAD PLUG GAUGE GO NOGO | 69 | 86 | NA | NO | NO
BALAX | 3/4-16 UNF-2B | THREAD PLUG GAUGE GO NOGO | 69 | 86 | NA | NO | NO
BALAX | 3/8-16 UNC-2B | THREAD PLUG GAUGE NOGO | 69 | 86 | NA | NO | NO
BALAX | 3/8-24 UNF-2B | THREAD PLUG GAUGE GO NOGO | 69 | 86 | NA | NO | NO
BALAX | 3/8-32 UNEF-2B | THREAD PLUG GAUGE GO NOGO | 69 | 86 | NA | NO | NO
BALAX | 4-40 STI-2B | THREAD PLUG GAUGE GO NOGO | 69 | 86 | NA | NO | NO
BALAX | 4-40 UNC-2B | THREAD PLUG GAUGE GO NOGO | 69 | 86 | NA | NO | NO
BALAX | 4-40 UNC-2B STI | THREAD PLUG GAUGE GO NOGO | 69 | 86 | NA | NO | NO
BALAX | 5/16-18 UNC-2B | THREAD PLUG GAUGE GO NOGO | 69 | 86 | NA | NO | NO
BALAX | 5/16-24 UNF-2B | THREAD PLUG GAUGE GO NOGO | 69 | 86 | NA | NO | NO
BALAX | 5/16-24 UNF-3B | THREAD PLUG GAUGE GO NOGO | 69 | 86 | NA | NO | NO
BALAX | 5/16-32 UNEF-2B | THREAD PLUG GAUGE GO NOGO | 69 | 86 | NA | NO | NO
BALAX | 5/8-11 UNC-2B | THREAD PLUG GAUGE GO NOGO | 69 | 86 | NA | NO | NO
BALAX | 5/8-18 UNF-2B | THREAD PLUG GAUGE GO NOGO | 69 | 86 | NA | NO | NO
BALAX | 5-40 UNC-2B | THREAD PLUG GAUGE GO NOGO | 69 | 86 | NA | NO | NO
BALAX | 5-44 UNF-2B | THREAD PLUG GAUGE GO NOGO | 69 | 86 | NA | NO | NO
BALAX | 6-32 UNC 2B | THREAD PLUG GAUGE GO NOGO | 69 | 86 | NA | NO | NO
BALAX | 6-32 UNC-2B | THREAD PLUG GAUGE GO NOGO | 69 | 86 | NA | NO | NO
BALAX | 6-32 UNC-2B STI | THREAD PLUG GAUGE GO NOGO | 69 | 86 | NA | NO | NO
BALAX | 6-40 UNF-2B | THREAD PLUG GAUGE GO NOGO | 69 | 86 | NA | NO | NO
BALAX | 7/16-14 UNC-2B | THREAD PLUG GAUGE GO NOGO | 69 | 86 | NA | NO | NO
BALAX | 7/16-20 UNF-2B | THREAD PLUG GAUGE GO NOGO | 69 | 86 | NA | NO | NO
BALAX | 7/8-14 UNF-2B | THREAD PLUG GAUGE GO NOGO | 69 | 86 | NA | NO | NO
BALAX | 7/8-20 UNEF 2B | THREAD PLUG GAUGE GO NOGO | 69 | 86 | NA | NO | NO
BALAX | 8-32 UNC-2B | THREAD PLUG GAUGE GO NOGO | 69 | 86 | NA | NO | NO
BALAX | 8-32 UNC-2B STI | THREAD PLUG GAUGE GO NOGO | 69 | 86 | NA | NO | NO
BALAX | 8-32 UNC-3B | THREAD PLUG GAUGE GO | 69 | 86 | NA | NO | NO
BALAX | 8-32 UNF-2B | THREAD PLUG GAUGE GO NOGO | 69 | 86 | NA | NO | NO
BALAX | 8-36 UNF-2B | THREAD PLUG GAUGE GO NOGO | 69 | 86 | NA | NO | NO
BALAX | 9/16-12 UNC-2B | THREAD PLUG GAUGE GO NOGO | 69 | 86 | NA | NO | NO
BALAX | M1.6X0.35-6H | THREAD PLUG GAUGE GO NOGO | 69 | 86 | NA | NO | NO
BALAX | M12x1.75-6H | THREAD PLUG GAUGE GO NOGO | 69 | 86 | NA | NO | NO
BALAX | M2.5x0.45-6H | THREAD PLUG GAUGE GO NOGO | 69 | 86 | NA | NO | NO
BALAX | M2x0.4-6H | THREAD PLUG GAUGE GO NOGO | 69 | 86 | NA | NO | NO
BALAX | M3.5x0.6-4H | THREAD PLUG GAUGE GO NOGO | 69 | 86 | NA | NO | NO
BALAX | M3.5x0.6-6H | THREAD PLUG GAUGE GO NOGO | 69 | 86 | NA | NO | NO
BALAX | M3X0.5 STI 4H | THREAD PLUG GAUGE GO NOGO | 69 | 86 | NA | NO | NO
BALAX | M3x0.5-4H | THREAD PLUG GAUGE GO NOGO | 69 | 86 | NA | NO | NO
BALAX | M3x0.5-6H | THREAD PLUG GAUGE GO NOGO | 69 | 86 | NA | NO | NO
BALAX | M4x0.7-4H STI | THREAD PLUG GAUGE GO NOGO | 69 | 86 | NA | NO | NO
BALAX | M4x0.7-6H | THREAD PLUG GAUGE GO NOGO | 69 | 86 | NA | NO | NO
BALAX | M5x0.8-4H | THREAD PLUG GAUGE GO NOGO | 69 | 86 | NA | NO | NO
BALAX | M5x0.8-6H | THREAD PLUG GAUGE GO NOGO | 69 | 86 | NA | NO | NO
BALAX | M6x1.0-4H | THREAD PLUG GAUGE GO NOGO | 69 | 86 | NA | NO | NO
BALAX | M6x1.0-4H STI | THREAD PLUG GAUGE GO NOGO | 69 | 86 | NA | NO | NO
BALAX | M6x1.0-6H | THREAD PLUG GAUGE GO NOGO | 69 | 86 | NA | NO | NO
BALAX | M8x1.25-6H | THREAD PLUG GAUGE GO NOGO | 69 | 86 | NA | NO | NO
BALTECH | 0.3168 | GAUGE SPHERE | 90 | 113 | NA | NO | NO
BALTECH | 0.317 | GAUGE SPHERE | 90 | 113 | NA | NO | NO
BALTECH | 0.3172 | GAUGE SPHERE | 90 | 113 | NA | NO | NO
BAR | 160 PSI | PRESSURE GAUGE | 69 | 86 | NA | NO | NO | 160 PSI
BAR | 3000 PSI | PRESSURE GAUGE | 69 | 86 | NA | NO | NO | 3000 PSI
BARBER COLMAN CO. | GYZJ 934-1 | HARDNESS TESTER | 117 | 146 | NA | NO | NO
BARCOR INC | 1090 | CHAMFER GAUGE | 69 | 86 | NA | NO | NO
BARCOR INC | 1127 | CHAMFER GAUGE | 69 | 86 | NA | NO | NO
BAREISS | HPE | HARDNESS TESTER | 117 | 146 | NA | NO | NO
BARFIELD | 2311F | PRESSURE TESTER | 69 | 86 | NA | NO | NO
BARFIELD | 2312G 8 | TURBINE TEMP INDICATOR SYSTEM TEST SET | 336 | 420 | NA | NO | NO
BARFIELD | 2548H | FUEL TESTER | 378 | 473 | NA | NO | NO
BARFIELD | DC-400 | FUEL TESTER | 378 | 473 | NA | NO | NO
BARFIELD | DFQ40K | FUEL TESTER | 378 | 473 | NA | NO | NO
BARFIELD | TT1000A | TEMP CALIBRATOR DIGITAL TURBINE TEMP, T/S | 294 | 368 | NA | NO | NO
BARFIELD | TT1200A | TURBINE TEMP TEST SET | 294 | 368 | NA | NO | NO
BARNSTEAD | ERT610 | TEMP METER THERMOCOUPLE | 168 | 210 | 227 | YES | NO
BARNSTEAD | TC405X2 | TEMP PROBE THERMOCOUPLE | 126 | 158 | 170 | YES | NO | TYPE K
BAROCEL | W600 Series | CAPACITANCE DIAPHRAGM GAUGE (BARATRON) | 0 | 0 | NA | NO | NO | No Capability
BAROCEL | W622 Series | CAPACITANCE DIAPHRAGM GAUGE (BARATRON) | 0 | 0 | NA | NO | NO | No Capability
BAROCEL | W655 Series | CAPACITANCE DIAPHRAGM GAUGE (BARATRON) | 0 | 0 | NA | NO | NO | No Capability
BARTON | CHART RECORDER | CHART RECORDER | 252 | 315 | 340 | YES | NO
BATES NATIONAL RULE | BNR-12 | RULER METAL | 69 | 86 | NA | NO | NO | 12 INCH
BATES NATIONAL RULE | BNR-15 | RULER METAL | 69 | 86 | NA | NO | NO
BATES NATIONAL RULE | BNR-6 | RULER STEEL | 69 | 86 | NA | NO | NO
BAUGH & WEEDON | 5TAH-PS | CONTROLLER-PANCAKE COIL | 252 | 315 | 340 | YES | NO
BAUSCH & LOMB | 5098 | MICROSCOPE | 276 | 345 | NA | NO | NO
BAXTER REVCO SCIENTIFIC | DN-63 | OVEN | 378 | 473 | 510 | YES | NO | Accredited Up to +400oC
BAXTER REVCO SCIENTIFIC | DN-83 | OVEN | 378 | 473 | 510 | YES | NO | Accredited Up to +400oC
BAXTER REVCO SCIENTIFIC | ULT | OVEN TEMP CHAMBER FREEZER | 420 | 525 | 567 | YES | NO
BB-SENSORS | HYTELOG USB | DATA LOGGER | 242 | 303 | NA | NO | NO | TEMP %RH
BC BIOMEDICAL | DA2003P | DEFIBRILLATOR ANALYZER | 504 | 630 | NA | NO | NO
BC BIOMEDICAL | DA-2003P | DEFIBRILLATOR ANALYZER | 504 | 630 | NA | NO | NO
BC BIOMEDICAL | MAXISIM 2000 | PATIENT SIMULATOR | 420 | 525 | 567 | YES | NO
BC BIOMEDICAL | SA-2000 | SAFETY ANALYZER MEDICAL | 420 | 525 | 567 | YES | NO
BC BIOMEDICAL | SA-2001 | SAFETY ANALYZER MEDICAL | 420 | 525 | 567 | YES | NO
BC BIOMEDICAL | SA-2005 | SAFETY ANALYZER MEDICAL | 420 | 525 | 567 | YES | NO
BC BIOMEDICAL | SA-2010 | SAFETY ANALYZER MEDICAL | 420 | 525 | 567 | YES | NO
BC BIOMEDICAL | TC-1726 | DIGITAL TACHOMETER | 168 | 210 | 227 | YES | NO | Same as Ametek MU RPM TimeMk 5520A
BCD ELECTRONICS | M1 | RESISTANCE MILLIOHM METER | 136 | 170 | 184 | YES | NO
BEAMEX | MC06 | FIELD CALIBRATOR AND COMMUNICATOR | 336 | 420 | 454 | YES | NO
BEAMEX | PT100 | PT100 SIMULATOR | 210 | 263 | 284 | YES | NO
BECKMAN COULTER | X-30R | CENTRIFUGE | 336 | 420 | NA | NO | NO
BEEBE | 6 TON | HOIST CHAIN | 173 | 216 | NA | NO | NO
BEEBE | L4H600 | CHAIN HOIST | 173 | 216 | NA | NO | NO
BEEBE | LVHR | HOIST CHAIN | 173 | 216 | NA | NO | NO
BELCO | BM2020-D2W2-C5-PD | TRAY HEAT SEALER | 126 | 158 | 170 | YES | NO
BELKNAP | 38B-OW | TORQUE WRENCH | 69 | 86 | 93 | YES | NO | Check Range. Accredited ONLY Up to 250 FtLbs
BELKNAP | VB-100T | TORQUE WRENCH | 69 | 86 | 93 | YES | NO | 150 FT LB
BELKNAP | VB-200T | TORQUE WRENCH | 69 | 86 | 93 | YES | NO | 200 FT LB
BELKNAP CO | VB50T | TORQUE WRENCH | 69 | 86 | 93 | YES | NO | Check Range. Accredited ONLY Up to 250 FtLbs
BELL COMPANY, INC | 605-4045 | DEPTH GAUGE | 69 | 86 | NA | NO | NO
BELL FIBRE | 2.0 OZ | WEIGHT CALIBRATION | 83 | 104 | NA | NO | NO
BELMERIT | DA420 | CLAMP METER | 126 | 158 | 170 | YES | NO
BENCHMARK SCIENTIFIC | BIOCLAVE 28 | Autoclave | 336 | 420 | NA | NO | NO
BERRCOM | JXB-178 | IR THERMOMETER | 168 | 210 | NA | NO | NO
BERTAN ASSOC | 225 | DC POWER SUPPLY HIGH VOLTAGE | 294 | 368 | 397 | YES | NO
BERTAN ASSOC | 230 | DC POWER SUPPLY HIGH VOLTAGE | 294 | 368 | 397 | YES | NO
BERTAN ASSOC | 225-03R | DC POWER SUPPLY HIGH VOLTAGE | 294 | 368 | 397 | YES | NO
BESTDO | 6802 II | DIGITAL THERMOMETER | 168 | 210 | 227 | YES | NO
BESTEST | 7030-5 | TEST INDICATOR | 69 | 86 | NA | NO | NO
BESTEST | 7032-5 | TEST INDICATOR | 69 | 86 | NA | NO | NO
BETA CALIBRATORS | 441 | PROCESS CALIBRATOR FREQUENCY | 210 | 263 | 284 | YES | NO
BETA PRODUCTS | 230 | PROCESS CALIBRATOR TEMP | 210 | 263 | 284 | YES | NO
BEVLES | OVEN | OVEN | 378 | 473 | 510 | YES | NO | Accredited Up to +400oC
BF GOODRICH JC AIR AEROFLEX | 3920 | DIGITAL RADIO TEST SET | 840 | 1050 | NA | NO | NO
BF GOODRICH JC AIR AEROFLEX | 429EX | DATABUS ANALYZER | 252 | 315 | NA | NO | NO
BF GOODRICH JC AIR AEROFLEX | 80N1-A | ALTITUDE TESTER | 336 | 420 | NA | NO | NO
BF GOODRICH JC AIR AEROFLEX | ARINC 429 | DATABUS ANALYZER | 252 | 315 | NA | NO | NO
BF GOODRICH JC AIR AEROFLEX | GPSG-1000 | GPS SATELLITE SIMULATOR | 504 | 630 | NA | NO | NO
BF GOODRICH JC AIR AEROFLEX | PSD30-2 | FUEL QUANTITY TEST SET | 378 | 473 | NA | NO | NO
BF GOODRICH JC AIR AEROFLEX | PSD30-2AF | FUEL QUANTITY TEST SET | 378 | 473 | NA | NO | NO
BF GOODRICH JC AIR AEROFLEX | PSD60-1AF | FUEL QUANTITY TEST SET | 378 | 473 | NA | NO | NO
BF GOODRICH JC AIR AEROFLEX | PSD60-2R | FUEL QUANTITY TEST SET | 378 | 473 | NA | NO | NO
BIOMEDICAL SOLUTIONS INC. | BSI-MFS 20 | BSI Value Manual Defrost Laboratory Freezer | 420 | 525 | 567 | YES | NO
BIO-RAD | CT1000 TOUCH | THERMAL CYCLER | 336 | 420 | 454 | YES | NO
BIO-RAD | T100 | THERMAL CYCLER | 336 | 420 | 454 | YES | NO
BIO-TEK FLUKE | 170 | AC SAFETY ANALYZER | 294 | 368 | 397 | YES | NO
BIO-TEK FLUKE | 180 | AC SAFETY ANALYZER | 294 | 368 | 397 | YES | NO
BIO-TEK FLUKE | 505PRO | AC SAFETY ANALYZER | 294 | 368 | 397 | YES | NO
BIO-TEK FLUKE | INDEX-2FE | SPO2 SIMULATOR | 504 | 630 | NA | NO | NO
BIO-TEK FLUKE | INDEX-2MF | SPO2 SIMULATOR | 504 | 630 | NA | NO | NO
BIO-TEK FLUKE | INDEX-2MFE | SPO2 SIMULATOR | 504 | 630 | NA | NO | NO
BIO-TEK FLUKE | INDEX-2PF | SPO2 SIMULATOR | 504 | 630 | NA | NO | NO
BIO-TEK FLUKE | INDEX-2PFE | SPO2 SIMULATOR | 504 | 630 | NA | NO | NO
BIO-TEK FLUKE | INDEX-2XLF | SPO2 SIMULATOR | 504 | 630 | NA | NO | NO
BIO-TEK FLUKE | INDEX-2XLFE | SPO2 SIMULATOR | 504 | 630 | NA | NO | NO
BIO-TEK FLUKE | INDEX-H | SPO2 SIMULATOR | 504 | 630 | NA | NO | NO
BIO-TEK FLUKE | INDEX-M | SPO2 SIMULATOR | 504 | 630 | NA | NO | NO
BIO-TEK FLUKE | LIONHEART 2 | PATIENT SIMULATOR | 420 | 525 | 567 | YES | NO
BIO-TEK FLUKE | QED-6 | DEFIBRILLATOR ANALYZER | 504 | 630 | NA | NO | NO
BIRD ELECTRONICS | 43 | RF WATTMETER THRULINE (NO RF ELEMENTS) | 168 | 210 | NA | NO | NO | Meter Only Doesn't Include RF Elements
BIRD ELECTRONICS | 4021 | DIRECTIONAL POWER SENSOR | 353 | 441 | NA | NO | NO
BIRD ELECTRONICS | 4022 | DIRECTIONAL POWER SENSOR | 353 | 441 | NA | NO | NO
BIRD ELECTRONICS | 4024 | DIRECTIONAL POWER SENSOR | 353 | 441 | NA | NO | NO
BIRD ELECTRONICS | 4025 | DIRECTIONAL POWER SENSOR | 353 | 441 | NA | NO | NO
BIRD ELECTRONICS | 8166 | DUMMY LOAD | 210 | 263 | NA | NO | NO
BIRD ELECTRONICS | 8325 | RF ATTENUATOR HIGH POWER | 210 | 263 | NA | NO | NO
BIRD ELECTRONICS | 1000A | WATTMETER ELEMENT SINGLE RANGE | 0 | 0 | NA | NO | NO | 1000W 25-60 MHz
BIRD ELECTRONICS | 1000B | WATTMETER ELEMENT SINGLE RANGE | 0 | 0 | NA | NO | NO | 1000W 50-125 MHz
BIRD ELECTRONICS | 1000C | WATTMETER ELEMENT SINGLE RANGE | 0 | 0 | NA | NO | NO | 1000W 100-250 MHz
BIRD ELECTRONICS | 1000D | WATTMETER ELEMENT SINGLE RANGE | 0 | 0 | NA | NO | NO | 1000W 200-500 MHz
BIRD ELECTRONICS | 1000E | WATTMETER ELEMENT SINGLE RANGE | 0 | 0 | NA | NO | NO | 1000W 400-1000 MHz
BIRD ELECTRONICS | 1000H | WATTMETER ELEMENT SINGLE RANGE | 0 | 0 | NA | NO | NO | 1000W 2-30 MHz
BIRD ELECTRONICS | 100A | WATTMETER ELEMENT SINGLE RANGE | 0 | 0 | NA | NO | NO | 100W 25-60 MHz
BIRD ELECTRONICS | 100B | WATTMETER ELEMENT SINGLE RANGE | 0 | 0 | NA | NO | NO | 100W 50-125 MHz
BIRD ELECTRONICS | 100C | WATTMETER ELEMENT SINGLE RANGE | 0 | 0 | NA | NO | NO | 100W 100-250 MHz
BIRD ELECTRONICS | 100D | WATTMETER ELEMENT SINGLE RANGE | 0 | 0 | NA | NO | NO | 100W 200-500 MHz
BIRD ELECTRONICS | 100E | WATTMETER ELEMENT SINGLE RANGE | 0 | 0 | NA | NO | NO | 100W 400-1000 MHz
BIRD ELECTRONICS | 100H | WATTMETER ELEMENT SINGLE RANGE | 126 | 158 | NA | NO | NO | 100W 2-30 MHz
BIRD ELECTRONICS | 10A | WATTMETER ELEMENT SINGLE RANGE | 126 | 158 | NA | NO | NO | 10W 25-60 MHz
BIRD ELECTRONICS | 10B | WATTMETER ELEMENT SINGLE RANGE | 126 | 158 | NA | NO | NO | 10W 50-125 MHz
BIRD ELECTRONICS | 10C | WATTMETER ELEMENT SINGLE RANGE | 126 | 158 | NA | NO | NO | 10W 100-250 MHz
BIRD ELECTRONICS | 10D | WATTMETER ELEMENT SINGLE RANGE | 126 | 158 | NA | NO | NO | 10W 200-500 MHz
BIRD ELECTRONICS | 10E | WATTMETER ELEMENT SINGLE RANGE | 126 | 158 | NA | NO | NO | 10W 400-1000 MHz
BIRD ELECTRONICS | 2500H | WATTMETER ELEMENT SINGLE RANGE | 0 | 0 | NA | NO | NO | 2500W 2-30 MHz
BIRD ELECTRONICS | 250A | WATTMETER ELEMENT SINGLE RANGE | 0 | 0 | NA | NO | NO | 250W 25-60 MHz
BIRD ELECTRONICS | 250B | WATTMETER ELEMENT SINGLE RANGE | 0 | 0 | NA | NO | NO | 250W 50-125 MHz
BIRD ELECTRONICS | 250C | WATTMETER ELEMENT SINGLE RANGE | 0 | 0 | NA | NO | NO | 250W 100-250 MHz
BIRD ELECTRONICS | 250D | WATTMETER ELEMENT SINGLE RANGE | 0 | 0 | NA | NO | NO | 250W 200-500 MHz
BIRD ELECTRONICS | 250E | WATTMETER ELEMENT SINGLE RANGE | 0 | 0 | NA | NO | NO | 250W 400-1000 MHz
BIRD ELECTRONICS | 250H | WATTMETER ELEMENT SINGLE RANGE | 0 | 0 | NA | NO | NO | 250W 2-30 MHz
BIRD ELECTRONICS | 25A | WATTMETER ELEMENT SINGLE RANGE | 126 | 158 | NA | NO | NO | 25W 25-60 MHz
BIRD ELECTRONICS | 25B | WATTMETER ELEMENT SINGLE RANGE | 126 | 158 | NA | NO | NO | 25W 50-125 MHz
BIRD ELECTRONICS | 25C | WATTMETER ELEMENT SINGLE RANGE | 126 | 158 | NA | NO | NO | 25W 100-250 MHz
BIRD ELECTRONICS | 25D | WATTMETER ELEMENT SINGLE RANGE | 126 | 158 | NA | NO | NO | 25W 200-500 MHz
BIRD ELECTRONICS | 25E | WATTMETER ELEMENT SINGLE RANGE | 126 | 158 | NA | NO | NO | 25W 400-1000 MHz
BIRD ELECTRONICS | 4027A10M | FILTERED POWER SENSOR | 353 | 441 | NA | NO | NO
BIRD ELECTRONICS | 4027A12M | DIRECTIONAL POWER SENSOR | 353 | 441 | NA | NO | NO
BIRD ELECTRONICS | 4027A150M | DIRECTIONAL POWER SENSOR | 353 | 441 | NA | NO | NO
BIRD ELECTRONICS | 4027A25M | DIRECTIONAL POWER SENSOR | 353 | 441 | NA | NO | NO
BIRD ELECTRONICS | 4027A2M | DIRECTIONAL POWER SENSOR | 353 | 441 | NA | NO | NO
BIRD ELECTRONICS | 4027A35M | FILTERED POWER SENSOR | 353 | 441 | NA | NO | NO
BIRD ELECTRONICS | 4027A60M | FILTERED POWER SENSOR | 353 | 441 | NA | NO | NO
BIRD ELECTRONICS | 4027F10M | FILTERED POWER SENSOR | 353 | 441 | NA | NO | NO
BIRD ELECTRONICS | 4027F2M | FILTERED POWER SENSOR | 353 | 441 | NA | NO | NO
BIRD ELECTRONICS | 4027F60M | FILTERED POWER SENSOR | 353 | 441 | NA | NO | NO
BIRD ELECTRONICS | 4304A | RF WATTMETER THRULINE | 168 | 210 | NA | NO | NO | Meter Only Plugin Separate Quote
BIRD ELECTRONICS | 5000H | WATTMETER ELEMENT SINGLE RANGE | 0 | 0 | NA | NO | NO | 5000W 2-30 MHz
BIRD ELECTRONICS | 500A | WATTMETER ELEMENT SINGLE RANGE | 0 | 0 | NA | NO | NO | 500W 25-60 MHz
BIRD ELECTRONICS | 500B | WATTMETER ELEMENT SINGLE RANGE | 0 | 0 | NA | NO | NO | 500W 50-125 MHz
BIRD ELECTRONICS | 500C | WATTMETER ELEMENT SINGLE RANGE | 0 | 0 | NA | NO | NO | 500W 100-250 MHz
BIRD ELECTRONICS | 500D | WATTMETER ELEMENT SINGLE RANGE | 0 | 0 | NA | NO | NO | 500W 200-500 MHz
BIRD ELECTRONICS | 500E | WATTMETER ELEMENT SINGLE RANGE | 0 | 0 | NA | NO | NO | 500W 400-1000 MHz
BIRD ELECTRONICS | 500H | WATTMETER ELEMENT SINGLE RANGE | 0 | 0 | NA | NO | NO | 500W 2-30 MHz
BIRD ELECTRONICS | 50A | WATTMETER ELEMENT SINGLE RANGE | 126 | 158 | NA | NO | NO | 50W 25-60 MHz
BIRD ELECTRONICS | 50B | WATTMETER ELEMENT SINGLE RANGE | 126 | 158 | NA | NO | NO | 50W 50-125 MHz
BIRD ELECTRONICS | 50C | WATTMETER ELEMENT SINGLE RANGE | 126 | 158 | NA | NO | NO | 50W 100-250 MHz
BIRD ELECTRONICS | 50D | WATTMETER ELEMENT SINGLE RANGE | 126 | 158 | NA | NO | NO | 50W 200-500 MHz
BIRD ELECTRONICS | 50E | WATTMETER ELEMENT SINGLE RANGE | 126 | 158 | NA | NO | NO | 50W 400-1000 MHz
BIRD ELECTRONICS | 50H | WATTMETER ELEMENT SINGLE RANGE | 126 | 158 | NA | NO | NO | 50W 2-30 MHz
BIRD ELECTRONICS | 5A | WATTMETER ELEMENT SINGLE RANGE | 126 | 158 | NA | NO | NO | 5W 25-60 MHz
BIRD ELECTRONICS | 5B | WATTMETER ELEMENT SINGLE RANGE | 126 | 158 | NA | NO | NO | 5W 50-125 MHz
BIRD ELECTRONICS | 5C | WATTMETER ELEMENT SINGLE RANGE | 126 | 158 | NA | NO | NO | 5W 100-250 MHz
BIRD ELECTRONICS | 5D | WATTMETER ELEMENT SINGLE RANGE | 126 | 158 | NA | NO | NO | 5W 200-500 MHz
BIRD ELECTRONICS | 5E | WATTMETER ELEMENT SINGLE RANGE | 126 | 158 | NA | NO | NO | 5W 400-1000 MHz
BIRD ELECTRONICS | 8164-045 | DUMMY LOAD | 210 | 263 | NA | NO | NO
BIRD ELECTRONICS | CAL-MN-C | STANDARD | 168 | 210 | NA | NO | NO
BIRD ELECTRONICS | SA-2000 | RF SITE ANALYZER | 588 | 735 | NA | NO | NO
BIRD ELECTRONICS | SA-6000XT | SITE ANALYZER | 588 | 735 | NA | NO | NO
BIRD ELECTRONICS | SK-4000 | SITEHAWK | 588 | 735 | NA | NO | NO
BITIFEYE | BIT-2100B | RF SWITCH MAINFRAME | 0 | 0 | NA | NO | NO
BITIFEYE | BIT-21T14B | RF SWITCH MODULE | 420 | 525 | NA | NO | NO
BITIFEYE | BIT-21T16B | RF SWITCH MODULE | 420 | 525 | NA | NO | NO
BITIFEYE | BIT-21T18B | RF SWITCH MODULE | 420 | 525 | NA | NO | NO
BITIFEYE | BIT-21T22B | RF SWITCH MODULE | 420 | 525 | NA | NO | NO
BITIFEYE | BIT-21T42B | RF SWITCH MODULE | 420 | 525 | NA | NO | NO
BITIFEYE | BIT-21T62B | RF SWITCH MODULE | 420 | 525 | NA | NO | NO
BITIFEYE | BIT-21U14B | RF SWITCH MODULE | 420 | 525 | NA | NO | NO
BITIFEYE | BIT-21U16B | RF SWITCH MODULE | 420 | 525 | NA | NO | NO
BITIFEYE | BIT-21U18B | RF SWITCH MODULE | 420 | 525 | NA | NO | NO
BITIFEYE | BIT-21U22B | RF SWITCH MODULE | 420 | 525 | NA | NO | NO
BITIFEYE | BIT-21U42B | RF SWITCH MODULE | 420 | 525 | NA | NO | NO
BITIFEYE | BIT-21U62B | RF SWITCH MODULE | 420 | 525 | NA | NO | NO
BK PRECISION | 307 | INSULATION TESTER | 168 | 210 | 227 | YES | NO
BK PRECISION | 308 | MEGOHMMETER | 168 | 210 | 227 | YES | NO
BK PRECISION | 310 | RESISTANCE MILLIOHM METER | 210 | 263 | 284 | YES | NO
BK PRECISION | 316 | CLAMP METER | 126 | 158 | 170 | YES | NO
BK PRECISION | 389 | DMM HANDHELD | 126 | 158 | 170 | YES | NO
BK PRECISION | 390 | DMM HANDHELD | 126 | 158 | 170 | YES | NO
BK PRECISION | 391 | DMM HANDHELD | 126 | 158 | 170 | YES | NO
BK PRECISION | 815 | DMM HANDHELD | 126 | 158 | 170 | YES | NO
BK PRECISION | 830 | CAPACITANCE METER | 168 | 210 | NA | NO | NO
BK PRECISION | 875 | LCR METER HANDHELD | 210 | 263 | NA | NO | NO
BK PRECISION | 878 | LCR METER HANDHELD | 210 | 263 | NA | NO | NO
BK PRECISION | 879 | LCR METER HANDHELD | 210 | 263 | NA | NO | NO
BK PRECISION | 880 | LCR METER | 210 | 263 | NA | NO | NO
BK PRECISION | 885 | LCR METER HANDHELD | 210 | 263 | NA | NO | NO
BK PRECISION | 886 | LCR METER HANDHELD | 210 | 263 | NA | NO | NO
BK PRECISION | 891 | LCR METER HANDHELD | 210 | 263 | NA | NO | NO
BK PRECISION | 894 | LCR METER | 252 | 315 | NA | NO | NO
BK PRECISION | 1550 | DC POWER SUPPLY | 168 | 210 | 227 | YES | NO
BK PRECISION | 1610 | DC POWER SUPPLY | 168 | 210 | 227 | YES | NO
BK PRECISION | 1611 | DC POWER SUPPLY | 168 | 210 | 227 | YES | NO
BK PRECISION | 1635 | DC POWER SUPPLY | 168 | 210 | 227 | YES | NO
BK PRECISION | 1646 | DC POWER SUPPLY | 168 | 210 | 227 | YES | NO
BK PRECISION | 1651 | DC POWER SUPPLY | 168 | 210 | 227 | YES | NO
BK PRECISION | 1652 | DC POWER SUPPLY | 168 | 210 | 227 | YES | NO
BK PRECISION | 1660 | DC POWER SUPPLY | 168 | 210 | 227 | YES | NO
BK PRECISION | 1667 | DC POWER SUPPLY | 168 | 210 | 227 | YES | NO
BK PRECISION | 1670 | DC POWER SUPPLY | 168 | 210 | 227 | YES | NO
BK PRECISION | 1672 | DC POWER SUPPLY | 168 | 210 | 227 | YES | NO
BK PRECISION | 1673 | TRIPLE OUTPUT DC POWER SUPPLY | 168 | 210 | 227 | YES | NO
BK PRECISION | 1692 | DC REGULATED POWER SUPPLY | 168 | 210 | 227 | YES | NO
BK PRECISION | 1694 | DC POWER SUPPLY | 168 | 210 | 227 | YES | NO
BK PRECISION | 1697 | SW MODE PROGRAMMABLE PWR SUPPLY | 168 | 210 | 227 | YES | NO
BK PRECISION | 1698 | POWER SUPPLY | 168 | 210 | 227 | YES | NO
BK PRECISION | 1710 | DC POWER SUPPLY | 168 | 210 | 227 | YES | NO
BK PRECISION | 1715 | POWER SUPPLY | 168 | 210 | 227 | YES | NO
BK PRECISION | 1730 | DC POWER SUPPLY | 168 | 210 | 227 | YES | NO
BK PRECISION | 1735 | DC POWER SUPPLY | 168 | 210 | 227 | YES | NO
BK PRECISION | 1760 | DC POWER SUPPLY | 168 | 210 | 227 | YES | NO
BK PRECISION | 1761 | DC POWER SUPPLY | 168 | 210 | 227 | YES | NO
BK PRECISION | 1787 | POWER SUPPLY | 168 | 210 | 227 | YES | NO
BK PRECISION | 1801 | FREQ COUNTER | 210 | 263 | NA | NO | NO
BK PRECISION | 1822 | FREQ COUNTER | 210 | 263 | NA | NO | NO
BK PRECISION | 1902 | DC POWER SUPPLY | 168 | 210 | 227 | YES | NO
BK PRECISION | 2557 | OSCILLOSCOPE | 252 | 315 | 340 | YES | NO | 0.07 GHZ
BK PRECISION | 2840 | DC RESISTANCE METER | 210 | 263 | 284 | YES | NO
BK PRECISION | 2890 | DMM HANDHELD | 126 | 158 | 170 | YES | NO
BK PRECISION | 2905 | DMM HANDHELD | 126 | 158 | 170 | YES | NO
BK PRECISION | 4011 | Function Generator,5 MHz | 210 | 263 | NA | NO | NO
BK PRECISION | 4017 | Function Generator,10 MHz | 210 | 263 | NA | NO | NO
BK PRECISION | 4040 | FUNCTION GENERATOR | 210 | 263 | NA | NO | NO
BK PRECISION | 4045 | FUNCTION GENERATOR | 210 | 263 | NA | NO | NO
BK PRECISION | 4065 | DUAL CHANNEL ARBITRARY/FUNCTION GENERATOR | 210 | 263 | NA | NO | NO
BK PRECISION | 8500 | DC ELECTRONIC LOAD | 210 | 263 | 284 | YES | NO | Current Accredited up to 20 Amps
BK PRECISION | 8540 | ELECTRONIC LOAD | 210 | 263 | 284 | YES | NO | Current Accredited up to 20 Amps
BK PRECISION | 8600 | ELECTRONIC LOAD | 210 | 263 | 284 | YES | NO | Current Accredited up to 20 Amps
BK PRECISION | 8601 | ELECTRONIC LOAD | 210 | 263 | 284 | YES | NO | Current Accredited up to 20 Amps
BK PRECISION | 8602 | DC ELECTRONIC LOAD | 210 | 263 | 284 | YES | NO | Current Accredited up to 20 Amps
BK PRECISION | 8610 | DC ELECTRONIC LOAD | 210 | 263 | 284 | YES | NO | Current Accredited up to 20 Amps
BK PRECISION | 9103 | DC POWER SUPPLY | 168 | 210 | 227 | YES | NO
BK PRECISION | 9110 | DC POWER SUPPLY | 168 | 210 | 227 | YES | NO
BK PRECISION | 9111 | DC POWER SUPPLY | 168 | 210 | 227 | YES | NO
BK PRECISION | 9115 | 1200W MULTI RANGE DC POWER SUPPLY | 168 | 210 | 227 | YES | NO
BK PRECISION | 9130 | DC POWER SUPPLY | 168 | 210 | 227 | YES | NO
BK PRECISION | 9151 | DC POWER SUPPLY | 185 | 231 | 250 | YES | NO
BK PRECISION | 9201 | DC POWER SUPPLY | 168 | 210 | 227 | YES | NO
BK PRECISION | 9205 | Multi-Range Programmable DC Power Supply | 168 | 210 | 227 | YES | NO
BK PRECISION | 9801 | AC POWER SOURCE | 294 | 368 | 397 | YES | NO
BK PRECISION | 1635A | DC POWER SUPPLY | 168 | 210 | 227 | YES | NO
BK PRECISION | 1670A | DC POWER SUPPLY | 168 | 210 | 227 | YES | NO
BK PRECISION | 1671A | DC POWER SUPPLY | 168 | 210 | 227 | YES | NO
BK PRECISION | 1687B | DC POWER SUPPLY | 168 | 210 | 227 | YES | NO
BK PRECISION | 1688B | SWITCHING MODE POWER SUPPLY | 168 | 210 | 227 | YES | NO
BK PRECISION | 1715A | POWER SUPPLY | 168 | 210 | 227 | YES | NO
BK PRECISION | 1735A | DC POWER SUPPLY | 168 | 210 | 227 | YES | NO
BK PRECISION | 1745A | DC POWER SUPPLY | 185 | 231 | 250 | YES | NO
BK PRECISION | 1760A | DC POWER SUPPLY | 168 | 210 | 227 | YES | NO
BK PRECISION | 1785B | POWER SUPPLY | 168 | 210 | 227 | YES | NO
BK PRECISION | 1804D | FREQ COUNTER | 210 | 263 | NA | NO | NO
BK PRECISION | 1823A | FREQ COUNTER | 210 | 263 | NA | NO | NO | 2.4 GHZ
BK PRECISION | 1856D | ELCTRONIC COUNTER | 210 | 263 | NA | NO | NO
BK PRECISION | 1901B | DC POWER SUPPLY | 168 | 210 | 227 | YES | NO
BK PRECISION | 1902B | DC POWER SUPPLY | 168 | 210 | 227 | YES | NO
BK PRECISION | 2120B | DUAL TRACE OSCILLOSCOPE | 252 | 315 | 340 | YES | NO | 0.06 GHZ
BK PRECISION | 2160A | OSCILLOSCOPE BENCHTOP | 252 | 315 | 340 | YES | NO | 0.06 GHZ
BK PRECISION | 2703A | DMM HANDHELD | 126 | 158 | 170 | YES | NO
BK PRECISION | 2703B | DMM HANDHELD | 126 | 158 | 170 | YES | NO
BK PRECISION | 2704A | DMM HANDHELD | 126 | 158 | 170 | YES | NO
BK PRECISION | 2704B | DMM HANDHELD | 126 | 158 | 170 | YES | NO
BK PRECISION | 2706A | DMM HANDHELD | 126 | 158 | 170 | YES | NO
BK PRECISION | 2706B | DMM HANDHELD | 126 | 158 | 170 | YES | NO
BK PRECISION | 2707A | DMM HANDHELD | 126 | 158 | 170 | YES | NO
BK PRECISION | 2707B | DMM HANDHELD | 126 | 158 | 170 | YES | NO
BK PRECISION | 2831C | DMM BENCHTOP HIGH ACC | 210 | 263 | 284 | YES | NO
BK PRECISION | 2831D | DMM BENCHTOP HIGH ACC | 210 | 263 | 284 | YES | NO
BK PRECISION | 2831E | DMM BENCHTOP HIGH ACC | 210 | 263 | 284 | YES | NO
BK PRECISION | 3011B | FUNCTION GENERATOR | 210 | 263 | NA | NO | NO
BK PRECISION | 307A | MEGOHMMETER | 168 | 210 | 227 | YES | NO
BK PRECISION | 330B | CLAMP METER | 126 | 158 | 170 | YES | NO
BK PRECISION | 369B | CLAMP METER | 126 | 158 | 170 | YES | NO
BK PRECISION | 388A | DMM HANDHELD | 126 | 158 | 170 | YES | NO
BK PRECISION | 390A | DMM HANDHELD | 126 | 158 | 170 | YES | NO
BK PRECISION | 4003A | FUNCTION GENERATOR | 210 | 263 | NA | NO | NO
BK PRECISION | 4011A | FUNCTION GENERATOR | 210 | 263 | NA | NO | NO
BK PRECISION | 4012A | FUNCTION GENERATOR | 210 | 263 | NA | NO | NO
BK PRECISION | 4013B | FUNCTION GENERATOR | 210 | 263 | NA | NO | NO
BK PRECISION | 4013DDS | FUNCTION GENERATOR | 210 | 263 | NA | NO | NO
BK PRECISION | 4017A | FUNCTION GENERATOR | 210 | 263 | NA | NO | NO
BK PRECISION | 4040B | DDS FUNCTION GENERATOR | 210 | 263 | NA | NO | NO
BK PRECISION | 4070A | FUNCTION GENERATOR | 210 | 263 | NA | NO | NO
BK PRECISION | 5491A | DMM BENCHTOP | 168 | 210 | 227 | YES | NO
BK PRECISION | 5491B | DMM BENCHTOP | 168 | 210 | 227 | YES | NO
BK PRECISION | 810A | CAPACITANCE METER | 168 | 210 | NA | NO | NO
BK PRECISION | 810C | CAPACITANCE METER | 168 | 210 | NA | NO | NO
BK PRECISION | 830A | CAPACITANCE METER | 168 | 210 | NA | NO | NO
BK PRECISION | 830B | CAPACITANCE METER | 168 | 210 | NA | NO | NO
BK PRECISION | 8542B | Programmable DC Electronic Load | 210 | 263 | 284 | YES | NO | Current Accredited up to 20 Amps
BK PRECISION | 875A | LCR METER HANDHELD | 210 | 263 | NA | NO | NO
BK PRECISION | 878A | LCR METER HANDHELD | 210 | 263 | NA | NO | NO
BK PRECISION | 878B | LCR METER HANDHELD | 210 | 263 | NA | NO | NO
BK PRECISION | 879A | LCR METER HANDHELD | 210 | 263 | NA | NO | NO
BK PRECISION | 879B | LCR METER HANDHELD | 210 | 263 | NA | NO | NO
BK PRECISION | 889A | LCR METER | 252 | 315 | NA | NO | NO
BK PRECISION | 889B | LCR METER | 252 | 315 | NA | NO | NO
BK PRECISION | 890C | CAPACITANCE METER | 168 | 210 | NA | NO | NO
BK PRECISION | 9123A | POWER SUPPLY | 168 | 210 | 227 | YES | NO
BK PRECISION | 9174B | DC POWER SUPPLY | 168 | 210 | 227 | YES | NO
BK PRECISION | MDL001 | DC LOAD MAINFRAME | 0 | 0 | NA | NO | NO | Mainframe is NCR. Calibrate Modules
BK PRECISION | MDL200 | DC LOAD MODULE 80V 40A | 210 | 263 | 284 | YES | NO | Current Accredited up to 20 Amps
BK PRECISION | MDL252 | DC LOAD MODULE 80V 20A | 210 | 263 | 284 | YES | NO | Current Accredited up to 20 Amps
BK PRECISION | MDL302 | DC LOAD MODULE 80V 45A | 210 | 263 | 284 | YES | NO | Current Accredited up to 20 Amps
BK PRECISION | MDL305 | DC LOAD MODULE 500V 20A | 420 | 525 | 567 | YES | NO | Current Accredited up to 20 Amps
BK PRECISION | MDL400 | DC LOAD MODULE 80V 60A | 210 | 263 | 284 | YES | NO | Current Accredited up to 20 Amps
BK PRECISION | MDL505 | DC LOAD MODULE 500V 30A | 420 | 525 | 567 | YES | NO | Current Accredited up to 20 Amps
BK PRECISION | MDL600 | DC LOAD MODULE 80V 120A | 420 | 525 | 567 | YES | NO | Current Accredited up to 20 Amps
BK PRECISION | PR-28A | PROBE HIGH VOLTAGE AC/DC | 168 | 210 | 227 | YES | NO
BK PRECISION | PR-60 | DIFFERENTIAL PROBE 25MHz | 126 | 158 | 170 | YES | NO
BK PRECISION | PVS60085MR | High Power Programmable DC Power Supplies | 252 | 315 | 340 | YES | NO
BK PRECISION | TPK05 | TEMP PROBE THERMOCOUPLE SURFACE | 126 | 158 | 170 | YES | NO
BK PRECISION | XLN6024 | PROGRAMMABLE DC POWER SUPPLY | 168 | 210 | 227 | YES | NO
BK PRECISION | XLN8018 | PROGRAMMABLE DC POWER SUPPLY | 168 | 210 | 227 | YES | NO
BLACKHAWK | 0-1" | MICROMETER | 69 | 86 | 93 | YES | NO | 1 INCH
BLACKHAWK | 49859A | TORQUE WRENCH | 69 | 86 | 93 | YES | NO | Check Range. Accredited ONLY Up to 250 FtLbs
BLACKHAWK | MT-1049 | FEELER GAUGE SET | 117 | 146 | NA | NO | NO
BLAKE | CO-AX | INDICATOR | 117 | 146 | 158 | YES | NO
BLH ELECTRONICS | 625 | RESISTANCE CALIBRATOR | 210 | 263 | 284 | YES | NO
BLUE BLACKLIGHT | MS-100 | SCALE, MS SERIES 50-3000G | 207 | 259 | NA | NO | NO | 3000 g
BLUE M | 136 | OVEN | 378 | 473 | 510 | YES | NO | AMB to +343C
BLUE M | 146 | OVEN | 378 | 473 | 510 | YES | NO | AMB to +343C
BLUE M | 206 | OVEN | 378 | 473 | 510 | YES | NO | AMB to +343C
BLUE M | 256 | OVEN | 378 | 473 | 510 | YES | NO | AMB to +343C
BLUE M | 296 | OVEN | 378 | 473 | 510 | YES | NO | AMB to +343C
BLUE M | 336 | OVEN | 378 | 473 | 510 | YES | NO | AMB to +343C
BLUE M | 1406 | OVEN | 378 | 473 | 510 | YES | NO | AMB to +343C
BLUE M | 1506 | OVEN | 378 | 473 | 510 | YES | NO | AMB to +343C
BLUE M | 6680 | OVEN HIGH TEMP FURNACE | 462 | 578 | NA | NO | NO | AMB to +704C
BLUE M | 45298 | TEMP CONTROLLER | 126 | 158 | 170 | YES | NO
BLUE M | 1GF-2068X | OVEN | 378 | 473 | 510 | YES | NO | Accredited Up to +400oC
BLUE M | CW-6680G-MP550 | OVEN | 378 | 473 | 510 | YES | NO | Accredited Up to +400oC
BLUE M | CW-7780-F-MP-350 | OVEN | 378 | 473 | 510 | YES | NO | Accredited Up to +400oC
BLUE M | DC-136 | OVEN | 378 | 473 | 510 | YES | NO | AMB to +350C
BLUE M | DC136B | OVEN | 378 | 473 | 510 | YES | NO | Accredited Up to +400oC
BLUE M | DC-1406 | OVEN | 378 | 473 | 510 | YES | NO | AMB to +350C
BLUE M | DC-146 | OVEN | 378 | 473 | 510 | YES | NO | AMB to +350C
BLUE M | DC-1506 | OVEN | 378 | 473 | 510 | YES | NO | AMB to +350C
BLUE M | DC-166A-FHP-1 | OVEN | 378 | 473 | 510 | YES | NO | AMB to +316C
BLUE M | DC-206 | OVEN | 378 | 473 | 510 | YES | NO | AMB to +350C
BLUE M | DC-246A-FHP-1 | OVEN | 378 | 473 | 510 | YES | NO | AMB to +316C
BLUE M | DC-256 | OVEN | 378 | 473 | 510 | YES | NO | AMB to +350C
BLUE M | DC-256A-FHP-1 | OVEN | 378 | 473 | 510 | YES | NO | AMB to +316C
BLUE M | DC-296 | OVEN | 378 | 473 | 510 | YES | NO | AMB to +350C
BLUE M | DC-326A-FHP-1 | OVEN | 378 | 473 | 510 | YES | NO | AMB to +316C
BLUE M | DC-336 | OVEN | 378 | 473 | 510 | YES | NO | AMB to +350C
BLUE M | DC-366A-FHP-1 | OVEN | 378 | 473 | 510 | YES | NO | AMB to +316C
BLUE M | DC-606A-FHP-1 | OVEN | 378 | 473 | 510 | YES | NO | AMB to +316C
BLUE M | DC-966A-FHP-1 | OVEN | 378 | 473 | 510 | YES | NO | AMB to +316C
BLUE M | DCC-1406 | OVEN | 378 | 473 | 510 | YES | NO | AMB to +250C
BLUE M | DCC-146 | OVEN | 378 | 473 | 510 | YES | NO | AMB to +250C
BLUE M | DCC-206 | OVEN | 378 | 473 | 510 | YES | NO | AMB to +250C
BLUE M | DCC-256 | OVEN | 378 | 473 | 510 | YES | NO | AMB to +250C
BLUE M | DCC-336 | OVEN | 378 | 473 | 510 | YES | NO | AMB to +250C
BLUE M | DCI-136 | OVEN | 378 | 473 | 510 | YES | NO | AMB to +316C
BLUE M | DCI-1406 | OVEN | 378 | 473 | 510 | YES | NO | AMB to +316C
BLUE M | DCI-146 | OVEN | 378 | 473 | 510 | YES | NO | AMB to +316C
BLUE M | DCI-206 | OVEN | 378 | 473 | 510 | YES | NO | AMB to +316C
BLUE M | DCI-256 | OVEN | 378 | 473 | 510 | YES | NO | AMB to +316C
BLUE M | DCI-296 | OVEN | 378 | 473 | 510 | YES | NO | AMB to +316C
BLUE M | DCI-336 | OVEN | 378 | 473 | 510 | YES | NO | AMB to +316C
BLUE M | ESP-400 | OVEN | 378 | 473 | 510 | YES | NO | AMB to +260C
BLUE M | GO-136 | OVEN | 378 | 473 | 510 | YES | NO | AMB to +260C
BLUE M | GO-225 | OVEN | 378 | 473 | 510 | YES | NO | AMB to +260C
BLUE M | GO-27 | OVEN | 378 | 473 | 510 | YES | NO | AMB to +260C
BLUE M | GO-90 | OVEN | 378 | 473 | 510 | YES | NO | AMB to +260C
BLUE M | HS-1002 | OVEN | 378 | 473 | 510 | YES | NO | AMB to +150C
BLUE M | HS-1004 | OVEN | 378 | 473 | 510 | YES | NO | AMB to +260C
BLUE M | HS-1202 | OVEN | 378 | 473 | 510 | YES | NO | AMB to +150C
BLUE M | HS-1204 | OVEN | 378 | 473 | 510 | YES | NO | AMB to +260C
BLUE M | HS-362 | OVEN | 378 | 473 | 510 | YES | NO | AMB to +150C
BLUE M | HS-3802 | OVEN | 378 | 473 | 510 | YES | NO | AMB to +150C
BLUE M | HS-3804 | OVEN | 378 | 473 | 510 | YES | NO | AMB to +260C
BLUE M | LO-136 | OVEN | 378 | 473 | 510 | YES | NO | AMB to +260C
BLUE M | LO-225 | OVEN | 378 | 473 | 510 | YES | NO | AMB to +260C
BLUE M | LO-27 | OVEN | 378 | 473 | 510 | YES | NO | AMB to +260C
BLUE M | LO-430 | OVEN | 378 | 473 | 510 | YES | NO | AMB to +260C
BLUE M | LO-850 | OVEN | 378 | 473 | 510 | YES | NO | AMB to +260C
BLUE M | LO-90 | OVEN | 378 | 473 | 510 | YES | NO | AMB to +260C
BLUE M | M25A-2A | OVEN | 378 | 473 | 510 | YES | NO | Accredited Up to +400oC
BLUE M | OV18A | OVEN | 378 | 473 | 510 | YES | NO | Accredited Up to +400oC
BLUE M | OV500C3 | OVEN | 378 | 473 | 510 | YES | NO | Accredited Up to +400oC
BLUE M | POM Series | OVEN | 378 | 473 | 510 | YES | NO | AMB to +260C
BLUE M | STAT1900 | OVEN | 378 | 473 | 510 | YES | NO | Accredited Up to +400oC
BLUE POINT | 100 PSI | PRESSURE GAUGE | 69 | 86 | NA | NO | NO | 100 PSI
BLUE POINT | 160 PSI | PRESSURE GAUGE | 69 | 86 | NA | NO | NO | 160 PSI
BLUE POINT | 3-4" | MICROMETER | 69 | 86 | 93 | YES | NO | 4 INCH
BLUE POINT | 4-5" | MICROMETER | 69 | 86 | 93 | YES | NO | 5 INCH
BLUE POINT | EEDM501B | DMM HANDHELD | 126 | 158 | 170 | YES | NO
BLUE POINT | EEDM504C | DMM HANDHELD | 126 | 158 | 170 | YES | NO
BLUE POINT | MCAL4A | CALIPER | 69 | 86 | 93 | YES | NO | 6 INCH
BLUE POINT | MCAL6 | CALIPER | 69 | 86 | 93 | YES | NO | 6 INCH
BLUE POINT | MT139 | DIGITAL HAND TACHOMETER | 168 | 210 | 227 | YES | NO | MU RPM using Time Mk on 5520A
BLUE POINT | MT574 | DMM HANDHELD | 126 | 158 | 170 | YES | NO
BLUE POINT | QJR4600BB | TORQUE WRENCH | 69 | 86 | 93 | YES | NO | Check Range. Accredited ONLY Up to 250 FtLbs
BLUE-POINT | MT139 | DIGITAL HAND TACHOMETER | 168 | 210 | 227 | YES | NO | MU RPM using Time Mk on 5520A
BMI | 4800 | AC POWER ANALYZER DISTURBANCE | 420 | 525 | 567 | YES | NO
BOECKELER INSTRMENTS INC | 2-MR | MICROSCOPE MEASURING DISPLAY | 276 | 345 | NA | NO | NO
BOECKELER INSTRMENTS INC | 3-M | MICROSCOPE MEASURING DISPLAY | 276 | 345 | NA | NO | NO
BOEING | 26-MUL-1599 | TEST, SQUIB FIREX DISCHARGE CARTRIDGE | 168 | NA | NA | NO | NO
BOEING | A26001-28 | ELECTRICAL TEST SET-FIRE | 168 | NA | NA | NO | NO
BOEING | B25001-2 | TEST BOX- OFF-WING ESCAPE SYSTEM | 168 | NA | NA | NO | NO
BOEING | B27061-2 | TEST BOX RUDDER ELEVATOR | 168 | NA | NA | NO | NO
BOEING | C26006-70 | CARGO FIRE EXTINGUSHING SYSTEM | 126 | 158 | NA | NO | NO
BOEING | K27030-3 | REVOLUTION COUNTER EQUIPMENT | 168 | 210 | NA | NO | NO
BOEKEL | 1151 | TEMP METER THERMOCOUPLE | 168 | 210 | 227 | YES | NO
BOKAR INTERNATIONAL | AR-7 | ESD WRIST STRAP TESTER | 84 | 105 | NA | NO | NO
BOONTON | 4532 | RF POWER METER | 252 | 315 | NA | NO | NO
BOONTON | 7200 | CAPACITANCE METER | 252 | 315 | NA | NO | NO
BOONTON | 9242 | RF VOLTMETER | 294 | 368 | NA | NO | NO
BOONTON | 51075 | RF POWER SENSOR | 294 | 368 | NA | NO | NO
BOONTON | 53670 | RF POWER SENSOR | 294 | 368 | NA | NO | NO
BOONTON | 56518 | RF POWER SENSOR | 294 | 368 | NA | NO | NO
BOONTON | 57006 | RF POWER SENSOR | 294 | 368 | NA | NO | NO
BOONTON | 57518 | RF POWER SENSOR | 294 | 368 | NA | NO | NO
BOONTON | 952001 | RF PROBE | 294 | 368 | NA | NO | NO
BOONTON | 4210-4B | RF POWER SENSOR | 294 | 368 | NA | NO | NO
BOONTON | 4500A | RF POWER METER | 252 | 315 | NA | NO | NO
BOONTON | 4500B-01-06 | RF POWER METER | 252 | 315 | NA | NO | NO
BOONTON | 72B | CAPACITANCE METER | 252 | 315 | NA | NO | NO
BOONTON | 72BD | CAPACITANCE METER | 252 | 315 | NA | NO | NO
BOONTON | 9103B | RF SPECTRUM ANALYZER | 672 | 840 | NA | NO | NO
BOONTON | 9200A | RF VOLTMETER | 294 | 368 | NA | NO | NO
BOONTON | 9200B | RF VOLTMETER | 294 | 368 | NA | NO | NO
BOONTON | 9200C | RF VOLTMETER | 294 | 368 | NA | NO | NO
BOONTON | 952001B | RF PROBE | 294 | 368 | NA | NO | NO
BOSCH | DMD4 | DIGITAL MULTI-DETECTOR | 168 | NA | NA | NO | NO
BOTRON | B48382 | ESD FIELD METER | 168 | 210 | NA | NO | NO
BOTRON | B8202 | ESD WRIST STRAP TESTER | 84 | 105 | NA | NO | NO
BOTRON | B8203 | ESD WRIST STRAP TESTER | 84 | 105 | NA | NO | NO
BOTRON | B8211 | ESD WRIST/FOOTSTRAP TESTER | 84 | 105 | NA | NO | NO
BOTRON | B82251 | DUAL FOOTWEAR & WRIST TESTER | 84 | 105 | NA | NO | NO
BOTRON | B8525 | FOOTWEAR/WRIST STRAP TESTER | 84 | 105 | NA | NO | NO
BOTRON | B8572 | ESD SURFACE RESISTANCE METER | 168 | 210 | 227 | YES | NO | MU on Res Rdgs <100 MW
BOTRON | B8582 | ESD SURFACE RESISTANCE METER | 168 | 210 | 227 | YES | NO | MU on Res Rdgs <100 MW
BOTRON | B88010 | STATIC CONTROL ELITE TESTER | 84 | 105 | NA | NO | NO
BOTRON | B92011 | ESD WORKSTATION MONITOR | 84 | 105 | NA | NO | NO
BOTRON | B92700 | CONTINUOUS MONITORING SYSTEM | 84 | 105 | NA | NO | NO
BOTRON | B92900 | CONTINUOUS MONITORING SYSTEM | 84 | 105 | NA | NO | NO
BOTRON | TM-9203D | MONITOR TEST BOX | 210 | 263 | 284 | YES | NO
BOURNS | 4030 | SURGE PROTECTOR TEST SET | 252 | 315 | NA | NO | NO
BOWERS | 4.5001 | RING GAUGE | 69 | 86 | NA | NO | NO | 4.5001 INCH
BOWERS | 5.4999 | RING GAUGE | 69 | 86 | NA | NO | NO | 5.49985 INCH
BOWERS | 0.75010" | RING GAUGE SETTING | 69 | 86 | NA | NO | NO
BOWERS | 1.7499" | RING GAUGE SETTING | 69 | 86 | NA | NO | NO
BOWERS | 2.4999" | RING GAUGE SETTING | 69 | 86 | NA | NO | NO | 2.4999 INCH
BOWERS | 3.50005" | RING GAUGE SETTING | 69 | 86 | NA | NO | NO | 3.50005 INCH
BP MICROSYSTEMS | FP-1710 | DC POWER SUPPLY DEVICE PROGRAMMER | 252 | 315 | 340 | YES | NO
BRANSONIC | 3210R-DTH | ULTRASONIC BATH | 378 | 473 | 510 | YES | NO
BRANSONIC | 85100R-DTH | ULTRASONIC BATH | 378 | 473 | 510 | YES | NO
BRECKNELL | GP250 | SCALE LARGE | 207 | 259 | NA | NO | NO | 250 LB - In Lab Only
BRECOFLEX | SM5 | OPTICAL TENSION METER | 252 | 315 | NA | NO | NO
BRENCOR | 90° | CHAMFER GAUGE | 69 | 86 | NA | NO | NO
BRIDGEPORT | 0-150 PSI | PRESSURE GAUGE | 69 | 86 | NA | NO | NO | 150 PSI
BRISKHEAT | A320 CONTROLLER | NDT CONTROLLER | 168 | 210 | NA | NO | NO
BROOKHAVEN INST. | 303A | CALIBRATOR DC CURRENT | 252 | 315 | 340 | YES | NO
BROOKLYN | VARIOUS | LIQUID IN GLASS THERMOMETER PARTIAL IMMERSION | 168 | 210 | 227 | YES | NO | Only Accept -15C to +90C Range
BROOKLYN | VARIOUS | LIQUID IN GLASS THERMOMETER TOTAL IMMERSION | 0 | 0 | NA | NO | NO | DO NOT ACCEPT TOTAL IMMERSION
BROWN & SHARPE | 1 | MICROMETER | 69 | 86 | 93 | YES | NO
BROWN & SHARPE | 12 | MICROMETER | 69 | 86 | 93 | YES | NO | 1 INCH
BROWN & SHARPE | 13 | MICROMETER | 69 | 86 | 93 | YES | NO
BROWN & SHARPE | 24.9931 | CMM SPHERE | 90 | 113 | NA | NO | NO
BROWN & SHARPE | 67 | MICROMETER | 69 | 86 | 93 | YES | NO
BROWN & SHARPE | 150 | CALIPER | 69 | 86 | 93 | YES | NO | CNI
BROWN & SHARPE | 176 | MICROMETER | 69 | 86 | 93 | YES | NO | 1 INCH
BROWN & SHARPE | 215 | MICROMETER DISC | 69 | 86 | 93 | YES | NO | 1 INCH
BROWN & SHARPE | 281 | MICROMETER BORE | 69 | 86 | NA | NO | NO
BROWN & SHARPE | 287 | MICROMETER I.D. | 69 | 86 | NA | NO | NO
BROWN & SHARPE | 570 | CALIPER LARGE | 104 | 130 | 140 | YES | NO | 24 INCH
BROWN & SHARPE | 571 | CALIPER LARGE | 104 | 130 | 140 | YES | NO | 26 INCH
BROWN & SHARPE | 607 | MICROMETER DEPTH | 69 | 86 | 93 | YES | NO
BROWN & SHARPE | 608 | MICROMETER DEPTH SET | 173 | 216 | 234 | YES | NO | 8 Rods
BROWN & SHARPE | 0.0001" | INDICATOR TEST | 69 | 86 | NA | NO | NO
BROWN & SHARPE | 0.0005" | INDICATOR DIAL | 69 | 86 | NA | NO | NO | 0.0005 INCH
BROWN & SHARPE | 0.275"-0.350" | MICROMETER BORE | 69 | 86 | NA | NO | NO | 0.350 INCH
BROWN & SHARPE | 0.350"-0.425" | MICROMETER BORE | 69 | 86 | NA | NO | NO | 0.425 INCH
BROWN & SHARPE | 0.425"-0.500" | MICROMETER BORE | 69 | 86 | NA | NO | NO | 0.500 INCH
BROWN & SHARPE | 0.600"-0.700" | MICROMETER BORE | 69 | 86 | NA | NO | NO | 0.700 INCH
BROWN & SHARPE | 0.600-0.700 | BORE GAUGE | 69 | 86 | NA | NO | NO
BROWN & SHARPE | 0.700"-0.800" | MICROMETER BORE | 69 | 86 | NA | NO | NO | 0.800 INCH
BROWN & SHARPE | 0.800"-1.000" | MICROMETER BORE | 69 | 86 | NA | NO | NO | 1 INCH
BROWN & SHARPE | 0.9999" | RING GAUGE | 69 | 86 | NA | NO | NO | 0.9999 INCH
BROWN & SHARPE | 0-1" | MICROMETER | 69 | 86 | 93 | YES | NO | 1 INCH
BROWN & SHARPE | 0-3" | MICROMETER O.D. SET | 69 | 86 | 93 | YES | NO | Rods Separate
BROWN & SHARPE | 0-6" | MICROMETER DEPTH SET | 138 | 173 | 186 | YES | NO | 6 Rods
BROWN & SHARPE | 1" | MICROMETER | 69 | 86 | 93 | YES | NO | 1 INCH
BROWN & SHARPE | 1.000"-1.200" | MICROMETER BORE | 69 | 86 | NA | NO | NO | 1.2 INCH
BROWN & SHARPE | 1.0000" | RING GAUGE SETTING | 69 | 86 | NA | NO | NO | 1 INCH
BROWN & SHARPE | 1.000-1.200 | BORE GAUGE | 69 | 86 | NA | NO | NO
BROWN & SHARPE | 1.200"-1.400" | MICROMETER BORE | 69 | 86 | NA | NO | NO | 1.4 INCH
BROWN & SHARPE | 1.200-1.400 | BORE GAUGE | 69 | 86 | NA | NO | NO
BROWN & SHARPE | 1.400"-1.600" | MICROMETER BORE | 69 | 86 | NA | NO | NO | 1.6 INCH
BROWN & SHARPE | 1.4001" | RING GAUGE | 69 | 86 | NA | NO | NO | 1.4001 INCH
BROWN & SHARPE | 1.400-1.600 | BORE GAUGE | 69 | 86 | NA | NO | NO
BROWN & SHARPE | 1.600"-2.000" | MICROMETER BORE | 69 | 86 | NA | NO | NO | 2 INCH
BROWN & SHARPE | 1.600-2.000 | BORE GAUGE | 69 | 86 | NA | NO | NO
BROWN & SHARPE | 10-11 IN | MICROMETER | 69 | 86 | 93 | YES | NO | 11 INCH
BROWN & SHARPE | 11-12 IN | MICROMETER | 69 | 86 | 93 | YES | NO | 12 INCH
BROWN & SHARPE | 1-2 INCH | MICROMETER BLADE | 69 | 86 | 93 | YES | NO | 2 INCH
BROWN & SHARPE | 12" | CALIPER | 69 | 86 | 93 | YES | NO | 12 INCH
BROWN & SHARPE | 1-2" | MICROMETER | 69 | 86 | 93 | YES | NO | 2 INCH
BROWN & SHARPE | 1-8" | MICROMETER DEPTH | 69 | 86 | 93 | YES | NO | 8 INCH
BROWN & SHARPE | 2.000"-2.400" | MICROMETER BORE | 69 | 86 | NA | NO | NO | 2.4 INCH
BROWN & SHARPE | 2.0000" | RING GAUGE | 69 | 86 | NA | NO | NO | 2 INCH
BROWN & SHARPE | 2.400"-2.800" | MICROMETER BORE | 69 | 86 | NA | NO | NO | 2.8 INCH
BROWN & SHARPE | 2.7999" | RING GAUGE | 69 | 86 | NA | NO | NO | 2.7999 INCH
BROWN & SHARPE | 2.800"-3.200" | MICROMETER BORE | 69 | 86 | NA | NO | NO | 3.2 INCH
BROWN & SHARPE | 2.8000" | RING GAUGE | 69 | 86 | NA | NO | NO | 2.8 INCH
BROWN & SHARPE | 223-1 | MICROMETER | 69 | 86 | 93 | YES | NO | 1 INCH
BROWN & SHARPE | 2-3" | MICROMETER | 69 | 86 | 93 | YES | NO | 3 INCH
BROWN & SHARPE | 2-3” | MICROMETER | 69 | 86 | 93 | YES | NO | 3 INCH
BROWN & SHARPE | 24.9964 mm | CMM SPHERE | 90 | 113 | NA | NO | NO
BROWN & SHARPE | 3" | END ROD | 69 | 86 | NA | NO | NO | 3 INCH
BROWN & SHARPE | 3.200-3.600" | MICROMETER BORE | 69 | 86 | NA | NO | NO | 3.6 INCH
BROWN & SHARPE | 3-4" | MICROMETER | 69 | 86 | 93 | YES | NO | 4 INCH
BROWN & SHARPE | 3-4” | MICROMETER | 69 | 86 | 93 | YES | NO | 4 INCH
BROWN & SHARPE | 4" | END ROD | 69 | 86 | NA | NO | NO | 4 INCH
BROWN & SHARPE | 4-5 IN | MICROMETER | 69 | 86 | 93 | YES | NO | 5 INCH
BROWN & SHARPE | 4-5" | MICROMETER | 69 | 86 | 93 | YES | NO | 5 INCH
BROWN & SHARPE | 5" | END ROD | 69 | 86 | NA | NO | NO | 5 INCH
BROWN & SHARPE | 559-579-5 | CALIPER | 69 | 86 | 93 | YES | NO | 6 INCH
BROWN & SHARPE | 5-6" | MICROMETER | 69 | 86 | 93 | YES | NO | 6 INCH
BROWN & SHARPE | 5-6” | MICROMETER | 69 | 86 | 93 | YES | NO | 6 INCH
BROWN & SHARPE | 579/1 | CALIPER | 69 | 86 | 93 | YES | NO | 6 INCH
BROWN & SHARPE | 599-100 | MICROMETER | 69 | 86 | 93 | YES | NO | 1.2 INCH
BROWN & SHARPE | 599-101 | MICROMETER | 69 | 86 | 93 | YES | NO | 1 INCH
BROWN & SHARPE | 599-10-1 | MICROMETER | 69 | 86 | 93 | YES | NO | 1 INCH
BROWN & SHARPE | 599-1033 | INDICATOR DIGITAL W LEVER | 69 | 86 | NA | NO | NO
BROWN & SHARPE | 599-126 | MICROMETER | 69 | 86 | 93 | YES | NO | 2 INCH
BROWN & SHARPE | 599-1-31 | MICROMETER | 69 | 86 | 93 | YES | NO | 1 INCH
BROWN & SHARPE | 599-20-10-1 | MICROMETER | 69 | 86 | 93 | YES | NO | 2 INCH
BROWN & SHARPE | 599-210-10 | MICROMETER POINT | 69 | 86 | 93 | YES | NO | 1 INCH
BROWN & SHARPE | 599-2-31 | MICROMETER | 69 | 86 | 93 | YES | NO | 2 INCH
BROWN & SHARPE | 599-2-32 | MICROMETER | 69 | 86 | 93 | YES | NO | 2 INCH
BROWN & SHARPE | 599-281 | MICROMETER BORE | 69 | 86 | NA | NO | NO
BROWN & SHARPE | 599-281-1480 | RING GAUGE | 69 | 86 | NA | NO | NO
BROWN & SHARPE | 599-3-44 | MICROMETER | 69 | 86 | 93 | YES | NO | 3 INCH
BROWN & SHARPE | 599-4-33 | MICROMETER | 69 | 86 | 93 | YES | NO | 4 INCH
BROWN & SHARPE | 599-4-35 | MICROMETER | 69 | 86 | 93 | YES | NO | 5 INCH
BROWN & SHARPE | 599-4-44 | MICROMETER | 69 | 86 | 93 | YES | NO | 4 INCH
BROWN & SHARPE | 599-4816 | THREAD WIRE SET | 138 | 173 | NA | NO | NO | 48 pc
BROWN & SHARPE | 599-540-2346 | SQUARE SET | 104 | 130 | NA | NO | NO | 4 PC
BROWN & SHARPE | 599-5-44 | MICROMETER | 69 | 86 | 93 | YES | NO | 5 INCH
BROWN & SHARPE | 599-555-1 | SQUARE | 69 | 86 | NA | NO | NO | 4 INCH
BROWN & SHARPE | 599-571-10S | CALIPER | 69 | 86 | 93 | YES | NO | 6 INCH
BROWN & SHARPE | 599-571-3 | CALIPER | 69 | 86 | 93 | YES | NO | 8 INCH
BROWN & SHARPE | 599-571-4 | CALIPER | 69 | 86 | 93 | YES | NO | 6 INCH
BROWN & SHARPE | 599-578-12-1 | CALIPER | 69 | 86 | 93 | YES | NO | 12 INCH
BROWN & SHARPE | 599-578-12-5 | CALIPER | 69 | 86 | 93 | YES | NO | 12 INCH
BROWN & SHARPE | 599-579-12 | CALIPER | 69 | 86 | 93 | YES | NO | 12 INCH
BROWN & SHARPE | 599-579-12-1 | CALIPER | 69 | 86 | 93 | YES | NO | 12 INCH
BROWN & SHARPE | 599-579-12-5 | CALIPER | 69 | 86 | 93 | YES | NO | 12 INCH
BROWN & SHARPE | 599-579-2 | CALIPER | 69 | 86 | 93 | YES | NO | 6 INCH
BROWN & SHARPE | 599-579-3 | CALIPER | 69 | 86 | 93 | YES | NO | 6 INCH
BROWN & SHARPE | 599-579-4 | CALIPER | 69 | 86 | 93 | YES | NO | 6 INCH
BROWN & SHARPE | 599-579-4 | CALIPER | 69 | 86 | 93 | YES | NO | 6 INCH
BROWN & SHARPE | 599-579-5 | CALIPER | 69 | 86 | 93 | YES | NO | 6 INCH
BROWN & SHARPE | 599-579-8-1 | CALIPER | 69 | 86 | 93 | YES | NO | 8 INCH
BROWN & SHARPE | 599-603-148-3 | MICROMETER DEPTH SET | 207 | 259 | 279 | YES | NO | 12 Rods
BROWN & SHARPE | 599-618 | PROTRACTOR | 69 | 86 | NA | NO | NO
BROWN & SHARPE | 599-628-12 | RADIUS GAUGE SET | 173 | 216 | NA | NO | NO
BROWN & SHARPE | 599-7031-5 | INDICATOR DIAL | 69 | 86 | NA | NO | NO
BROWN & SHARPE | 599-7033-3 | INDICATOR TEST | 69 | 86 | NA | NO | NO
BROWN & SHARPE | 599-750-10 | BLOCK SET 1-2-3 | 110 | 138 | NA | NO | NO | 1-2-3
BROWN & SHARPE | 599-750-50 | BLOCK SET 1-2-3 | 110 | 138 | NA | NO | NO | 1-2-3
BROWN & SHARPE | 599-921-18 | ANGLE BLOCK SET | 138 | 173 | NA | NO | NO
BROWN & SHARPE | 6" | CALIPER | 69 | 86 | 93 | YES | NO | 6 INCH
BROWN & SHARPE | 63A | MICROMETER | 69 | 86 | 93 | YES | NO
BROWN & SHARPE | 6-7 IN | MICROMETER | 69 | 86 | 93 | YES | NO | 7 INCH
BROWN & SHARPE | 7023-3 | INDICATOR DIAL | 69 | 86 | NA | NO | NO
BROWN & SHARPE | 7025-4 | INDICATOR TEST | 69 | 86 | NA | NO | NO
BROWN & SHARPE | 7026-4 | INDICATOR DIAL | 69 | 86 | NA | NO | NO
BROWN & SHARPE | 7029-2 | INDICATOR TEST | 69 | 86 | NA | NO | NO
BROWN & SHARPE | 7029-5 | INDICATOR TEST | 69 | 86 | NA | NO | NO
BROWN & SHARPE | 7030-1 | INDICATOR TEST | 69 | 86 | NA | NO | NO
BROWN & SHARPE | 7030-3 | INDICATOR DIAL | 69 | 86 | NA | NO | NO
BROWN & SHARPE | 7030-5 | INDICATOR TEST | 69 | 86 | NA | NO | NO
BROWN & SHARPE | 7031-10 | INDICATOR TEST | 69 | 86 | NA | NO | NO
BROWN & SHARPE | 7031-2 | INDICATOR TEST | 69 | 86 | NA | NO | NO
BROWN & SHARPE | 7031-3 | INDICATOR TEST | 69 | 86 | NA | NO | NO
BROWN & SHARPE | 7031-5 | INDICATOR TEST | 69 | 86 | NA | NO | NO
BROWN & SHARPE | 7032-10 | INDICATOR TEST | 69 | 86 | NA | NO | NO
BROWN & SHARPE | 7032-3 | INDICATOR TEST | 69 | 86 | NA | NO | NO
BROWN & SHARPE | 7032-5 | INDICATOR TEST | 69 | 86 | NA | NO | NO
BROWN & SHARPE | 7033-13 | INDICATOR DIAL | 69 | 86 | NA | NO | NO
BROWN & SHARPE | 7033-2 | INDICATOR TEST | 69 | 86 | NA | NO | NO
BROWN & SHARPE | 7033-3 | INDICATOR TEST | 69 | 86 | NA | NO | NO
BROWN & SHARPE | 7033-5 | INDICATOR TEST | 69 | 86 | NA | NO | NO
BROWN & SHARPE | 7034-3 | INDICATOR TEST | 69 | 86 | NA | NO | NO
BROWN & SHARPE | 7034-5 | INDICATOR TEST | 69 | 86 | NA | NO | NO
BROWN & SHARPE | 7035-3 | INDICATOR TEST | 69 | 86 | NA | NO | NO
BROWN & SHARPE | 7035-5 | INDICATOR TEST | 69 | 86 | NA | NO | NO
BROWN & SHARPE | 7-8 IN | MICROMETER | 69 | 86 | 93 | YES | NO | 8 INCH
BROWN & SHARPE | 8" | CALIPER | 69 | 86 | 93 | YES | NO | 8 INCH
BROWN & SHARPE | 9-10 IN | MICROMETER | 69 | 86 | 93 | YES | NO | 10 INCH
BROWN & SHARPE | 99-1011-274 | BLOCK HEIGHT STANDARD | 69 | 86 | NA | NO | NO | 1 INCH
BROWN & SHARPE | IP65 | CALIPER | 69 | 86 | 93 | YES | NO | 6 INCH
BROWN & SHARPE | MB216 | INDICATOR DIAL | 69 | 86 | NA | NO | NO
BROWN & SHARPE | MM2000 | MICROMETER | 69 | 86 | 93 | YES | NO | 1.2 INCH
BROWN & SHARPE | MW214 | INDICATOR DIAL | 69 | 86 | NA | NO | NO
BROWN & SHARPE | MW216 | INDICATOR DIAL | 69 | 86 | NA | NO | NO
BROWN & SHARPE | N1607 | CALIBRATION SPHERE | 90 | 113 | NA | NO | NO
BROWN & SHARPE | RS-1019-5L | MICROMETER | 69 | 86 | 93 | YES | NO
BROWN & SHARPE | TWIN-CAL | CALIPER 8 INCH | 69 | 86 | 93 | YES | NO | 8 INCH
BROWN & SHARPE | UNKNOWN | CMM SPHERE | 90 | 113 | NA | NO | NO
BROWNLINE | DIGITAL TORQUE WRENCH | TORQUE WRENCH | 69 | 86 | 93 | YES | NO | Check Range. Accredited ONLY Up to 250 FtLbs
BRUEL & KJAER | 1624 | OCTAVE FILTER SET | 336 | 420 | NA | NO | NO
BRUEL & KJAER | 1625 | OCTAVE FILTER SET | 336 | 420 | NA | NO | NO
BRUEL & KJAER | 2230 | SOUND LEVEL METER | 168 | 210 | NA | NO | NO
BRUEL & KJAER | 2231 | SOUND LEVEL METER | 168 | 210 | NA | NO | NO
BRUEL & KJAER | 2635 | AMPLIFIER | 252 | 315 | NA | NO | NO
BRUEL & KJAER | 2692-0S1 | AMPLIFIER CHARGE | 252 | 315 | NA | NO | NO
BRUEL & KJAER | 4534-B | ACCELEROMETER | 154 | 193 | NA | NO | NO | DATA ONLY. Sens @ 100Hz
BRUNSWICK | 1090 | CHAMFER GAUGE | 69 | 86 | NA | NO | NO
BTU INTERNATIONAL | PYRAMAX 150N X5 | REFLOW OVEN | 378 | 473 | 510 | YES | NO | Accredited Up to +400oC
BTU INTERNATIONAL | PYRAMAX Z12 150N | REFLOW OVEN | 378 | 473 | 510 | YES | NO | Accredited Up to +400oC
BUDGIT | 1/2 TON | HOIST, CHAIN | 173 | 216 | NA | NO | NO
BURNDY | M10S-1 | CRIMPER | 69 | 86 | NA | NO | NO
BURNDY | M10-S1 | CRIMPER | 69 | 86 | NA | NO | NO
BURNDY | M8ND | CRIMPER | 69 | 86 | NA | NO | NO
BURNDY | MR81A | CRIMPER | 69 | 86 | NA | NO | NO
BURNDY | N10ET-4 | CRIMPER | 69 | 86 | NA | NO | NO
BYK GARDNER | MICRO-TRI-GLOSS | GLOSS METER | 0 | 0 | NA | NO | NO | Vendor Only
CADDOCK ELECTRONICS | MG815 | RESISTANCE STANDARD | 210 | 263 | NA | NO | NO | 10 GIGAOHM
CADILLAC GAUGE COMPANY | 10074 | HEIGHT GAUGE TRANSFER STANDARD | 276 | 345 | NA | NO | NO
CAL CONTROLS | 3300 | TEMP CONTROLLER | 126 | 158 | 170 | YES | NO
CAL CONTROLS | CAL 9900 | TEMP CONTROLLER | 126 | 158 | 170 | YES | NO
CALIBRATORS INC. | DVC-8500 | CALIBRATOR DC VOLTS | 252 | 315 | 340 | YES | NO | SAME AS DATEL
CALIFORNIA INSTRUMENTS | 1251P | AC POWER SOURCE | 294 | 368 | 397 | YES | NO
CALIFORNIA INSTRUMENTS | 2003RP-OP1 | AC POWER SOURCE | 504 | 630 | NA | NO | NO
CALIFORNIA INSTRUMENTS | 4500LX | AC POWER SOURCE | 504 | 630 | 680 | YES | NO
CALIFORNIA INSTRUMENTS | 4500LX-RMS | AC POWER SOURCE | 504 | 630 | NA | NO | NO
CALIFORNIA INSTRUMENTS | 5001I | AC POWER SOURCE | 504 | 630 | NA | NO | NO
CALIFORNIA INSTRUMENTS | 5001IX | AC POWER SOURCE | 504 | 630 | 680 | YES | NO
CALIFORNIA INSTRUMENTS | 5001IX-413-411-EOS | AC POWER SOURCE | 672 | 840 | 907 | YES | NO
CALIFORNIA INSTRUMENTS | 751TC | AC POWER SOURCE | 504 | 630 | 680 | YES | NO
CALIFORNIA INSTRUMENTS | 801RP-IF | AC POWER SOURCE | 504 | 630 | NA | NO | NO
CALIFORNIA INSTRUMENTS | 850T | AC POWER SOURCE OSCILLATOR | 294 | 368 | 397 | YES | NO
CALIFORNIA INSTRUMENTS | CSW5550 | AC POWER SOURCE | 504 | 630 | 680 | YES | NO
CALIFORNIA INSTRUMENTS | EOS-1 | AC VOLTAGE ELECTRONIC OUTPUT SWITCH | 504 | 630 | 680 | YES | NO
CALIFORNIA INSTRUMENTS | FCS 18-3P-160 | AC POWER SOURCE | 504 | 630 | 680 | YES | NO
CALIFORNIA INSTRUMENTS | PACS-1 | AC VOLTAGE FLICKER UNIT | 504 | 630 | 680 | YES | NO
CALIFORNIA TORQUE | 2503CTPRHS | TORQUE WRENCH | 69 | 86 | 93 | YES | NO | 1 INCH
CALIFORNIA TORQUE PRODUCTS | 2503CTPRH | TORQUE | 69 | 86 | 93 | YES | NO | 30 - 250 FT LB
CAMBRIDGE ACCUSENSE | ATM-24 | AIR FLOW MONITOR | 207 | 259 | NA | NO | NO
CAMBRIDGE ACCUSENSE | CAFS-220-S | AIR FLOW SENSOR | 207 | 259 | NA | NO | NO
CAMPBELL HAUSFELD | 0-150 PSIG | PRESSURE GAUGE | 69 | 86 | NA | NO | NO | 150 PSI
CANNON | 400-B | CRIMPER, PNUEMATIC PIN | 69 | 86 | NA | NO | NO
CARDINAL DETECTO | 4420 | SCALE LARGE | 207 | 259 | NA | NO | NO | 350 LB - In Lab Only
CARDINAL SCALE | 2240-10 | SCALE | 124 | 155 | NA | NO | NO | 10 LB
CARDINAL SCALE | 2240-100 | SCALE | 124 | 155 | NA | NO | NO | 100 LB
CARDINAL SCALE | 2240-20 | SCALE | 124 | 155 | NA | NO | NO | 20 LB
CARDINAL SCALE | 2240-5 | SCALE | 124 | 155 | NA | NO | NO | 5 LB
CARDINAL SCALE | 2240-50 | SCALE | 124 | 155 | NA | NO | NO | 50 LB
CARDINAL SCALE | 4000g | SCALE | 124 | 155 | NA | NO | NO | 4 KG
CARON | 7001-10-1 | REFRIGERATED INCUBATOR | 378 | 473 | 510 | YES | NO | Accredited Up to +400oC
CARON | 7001-25-1 | REFRIGERATED INCUBATOR | 378 | 473 | 510 | YES | NO | Accredited Up to +400oC
CARON | 7001-33-1 | REFRIGERATED INCUBATOR | 378 | 473 | 510 | YES | NO | Accredited Up to +400oC
CARRERA PRECISION | 12" | CALIPER | 69 | 86 | 93 | YES | NO | 12 INCH
CARRERA PRECISION | CP5924 | CALIPER LARGE | 104 | 130 | 140 | YES | NO | 24 INCH
CARRERA PRECISION | CP9806-TF | FRACTIONAL DIGITAL CALIPER | 69 | 86 | 93 | YES | NO | 6 INCH
CAS CORP | AD-20H | SCALE | 124 | 155 | NA | NO | NO | 20 KG
CAS CORP | EC SERIES (ALL) | SCALE | 124 | 155 | NA | NO | NO | 6, 15, 30 LB
CAS CORP | SC SERIES (ALL) | SCALE | 124 | 155 | NA | NO | NO | 10, 25, 50 LB
CASCADE | TFO-5 | OVEN | 378 | 473 | 510 | YES | NO | Accredited Up to +400oC
CASCADE MICROTECH | 1164 (or any other model) | RELIABILITY TEST SYSTEM | 0 | 0 | NA | NO | NO | No Capability. Discontinued. Company Gone.
CASELLA | CEL-120/1 | Acoustic Calibrator | 168 | 210 | NA | NO | NO | Some Models May have TUR<4:1
CASELLA | CEL-120/2 | ACOUSTIC CALIBRATOR | 168 | 210 | NA | NO | NO | Some Models May have TUR<4:1
CASELLA | CEL-240 | SOUND LEVEL METER | 168 | 210 | NA | NO | NO
CASELLA | CEL-24X | SOUND LEVEL METER | 168 | 210 | NA | NO | NO
CASELLA | CEL-620B2 | SOUND METER | 168 | 210 | NA | NO | NO
CASELLA | CEL-62X | SOUND METER | 168 | 210 | NA | NO | NO
CASELLA | CEL-63X | SOUND LEVEL METER | 168 | 210 | NA | NO | NO
CD | 1" | INDICATOR DIAL | 69 | 86 | NA | NO | NO | 1 INCH
CDE | RESCAL R1 | RESISTOR STANDARD 4 PT PROBE | 126 | 158 | NA | NO | NO | DATA ONLY
CDE | RESCAL R2 | RESISTOR STANDARD 4 PT PROBE | 126 | 158 | NA | NO | NO | DATA ONLY
CDE | RESCAL R3 | RESISTOR STANDARD 4 PT PROBE | 126 | 158 | NA | NO | NO | DATA ONLY
CDE | RESCAL R4 | RESISTOR STANDARD 4 PT PROBE | 126 | 158 | NA | NO | NO | DATA ONLY
CDE | RESCAL R5 | RESISTOR STANDARD 4 PT PROBE | 126 | 158 | NA | NO | NO | DATA ONLY
CDE | RESCAL R6 | RESISTOR STANDARD 4 PT PROBE | 126 | 158 | NA | NO | NO | DATA ONLY
CDI | 10002MRMH | TORQUE WRENCH | 69 | 86 | 93 | YES | NO | 150 - 1000 IN LB
CDI | 10002MRPH | TORQUE WRENCH | 69 | 86 | 93 | YES | NO | 150 - 1000 IN LB
CDI | 10005 MFRMH | TORQUE WRENCH | 69 | 86 | NA | NO | NO | 200-1000 FT LB
CDI | 10005MFMH | TORQUE WRENCH | 69 | 86 | NA | NO | NO | 200-1000 FT LB
CDI | 1002CF3 | TORQUE WRENCH | 69 | 86 | 93 | YES | NO | 10-100 FT LB
CDI | 1002MFRMH | TORQUE WRENCH | 69 | 86 | 93 | YES | NO | 10-100 FT LB
CDI | 1002MFRPH | TORQUE WRENCH | 69 | 86 | 93 | YES | NO | 10-100 FT LB
CDI | 10251BJ | INDICATOR DIAL | 69 | 86 | NA | NO | NO
CDI | 1501 MRPH | TORQUE WRENCH | 69 | 86 | 93 | YES | NO | 20-150 IN LB
CDI | 1501MRMH | TORQUE WRENCH | 69 | 86 | 93 | YES | NO | 20-150 IN LB
CDI | 1501MRPH | TORQUE WRENCH | 69 | 86 | 93 | YES | NO | 20-150 IN LB
CDI | 1501MRRH | TORQUE WRENCH | 69 | 86 | 93 | YES | NO | 20-150 IN LB
CDI | 1501TPA-1 | TORQUE DRIVER | 69 | 86 | 93 | YES | NO | Check Range. Accredited ONLY Up to 250 FtLbs
CDI | 1502LDIN | TORQUE | 69 | 86 | 93 | YES | NO | 0-18 nm
CDI | 1502MRMH | TORQUE WRENCH | 69 | 86 | 93 | YES | NO | 20-150 IN LB
CDI | 1502MRRH | TORQUE WRENCH | 69 | 86 | 93 | YES | NO | 20-150 IN LB
CDI | 1503MFRMH | TORQUE WRENCH | 69 | 86 | 93 | YES | NO | 20-150 FT LB
CDI | 151SM | TORQUE DRIVER | 69 | 86 | 93 | YES | NO | Check Range. Accredited ONLY Up to 250 FtLbs
CDI | 151SP | TORQUE SCREWDRIVER | 69 | 86 | 93 | YES | NO | Check Range. Accredited ONLY Up to 250 FtLbs
CDI | 1753LDFE | TORQUE METER | 69 | 86 | 93 | YES | NO | Check Range. Accredited ONLY Up to 250 FtLbs
CDI | 1-B50-250 | INDICATOR DIAL | 69 | 86 | NA | NO | NO
CDI | 2003MFRMH | TORQUE WRENCH | 69 | 86 | 93 | YES | NO | 200 FT LB
CDI | 20201B-LAP | INDICATOR DIAL | 69 | 86 | NA | NO | NO
CDI | 21SP | TORQUE SCREWDRIVER | 69 | 86 | 93 | YES | NO | Check Range. Accredited ONLY Up to 250 FtLbs
CDI | 2501CI-II | TORQUE WRENCH | 69 | 86 | 93 | YES | NO | Check Range. Accredited ONLY Up to 250 FtLbs
CDI | 2502LDIN | TORQUE | 69 | 86 | 93 | YES | NO | 0-250 IN LB
CDI | 2502MRMH | TORQUE WRENCH | 69 | 86 | 93 | YES | NO | 30-250 INLB
CDI | 2502MRPH | TORQUE WRENCH | 69 | 86 | 93 | YES | NO | 30-250 INLB
CDI | 2503LDFN | TORQUE WRENCH | 69 | 86 | 93 | YES | NO | 0-250 FT LB
CDI | 2503MFMH-345NM | TORQUE WRENCH | 69 | 86 | 93 | YES | NO | Check Range. Accredited ONLY Up to 250 FtLbs
CDI | 2503MFRPH | TORQUE WRENCH | 69 | 86 | 93 | YES | NO | Check Range. Accredited ONLY Up to 250 FtLbs
CDI | 26104B | INDICATOR DIAL | 69 | 86 | NA | NO | NO
CDI | 26104C | INDICATOR DIAL | 69 | 86 | NA | NO | NO
CDI | 401SM | TORQUE SCREWDRIVER | 69 | 86 | 93 | YES | NO | Check Range. Accredited ONLY Up to 250 FtLbs
CDI | 401SP | TORQUE WRENCH | 69 | 86 | 93 | YES | NO | Check Range. Accredited ONLY Up to 250 FtLbs
CDI | 501CI-II | TORQUE WRENCH | 69 | 86 | 93 | YES | NO | Check Range. Accredited ONLY Up to 250 FtLbs
CDI | 501MMH | TORQUE WRENCH | 69 | 86 | 93 | YES | NO | 10-50 IN LB
CDI | 501MRMH | TORQUE WRENCH | 69 | 86 | 93 | YES | NO | Check Range. Accredited ONLY Up to 250 FtLbs
CDI | 501MRMHSS | TORQUE WRENCH | 69 | 86 | 93 | YES | NO | Check Range. Accredited ONLY Up to 250 FtLbs
CDI | 502LDFN | TORQUE WRENCH | 69 | 86 | 93 | YES | NO | Check Range. Accredited ONLY Up to 250 FtLbs
CDI | 502LDFNSS | TORQUE WRENCH | 69 | 86 | 93 | YES | NO | Check Range. Accredited ONLY Up to 250 FtLbs
CDI | 50MRMH | TORQUE WRENCH | 69 | 86 | 93 | YES | NO | Check Range. Accredited ONLY Up to 250 FtLbs
CDI | 6004MFRMHSS-SATS | TORQUE WRENCH | 69 | 86 | NA | NO | NO | 100-600 FT LB
CDI | 61SM | TORQUE DRIVER | 69 | 86 | 93 | YES | NO | Check Range. Accredited ONLY Up to 250 FtLbs
CDI | 61SP | TORQUE DRIVER | 69 | 86 | 93 | YES | NO | Check Range. Accredited ONLY Up to 250 FtLbs
CDI | 7502MRMH | TORQUE WRENCH | 69 | 86 | 93 | YES | NO | 100-750 IN LB
CDI | 751LDIN | TORQUE WRENCH | 69 | 86 | 93 | YES | NO | Check Range. Accredited ONLY Up to 250 FtLbs
CDI | 752MFRMH | TORQUE WRENCH | 69 | 86 | 93 | YES | NO
CECOMP ELECTRONICS | 100 PSI | PRESSURE GAUGE DIGITAL | 69 | 86 | NA | NO | NO | 100 PSI
CECOMP ELECTRONICS | F22BBL30INHG/200PSIG | PRESSURE VACUUM GAUGE | 69 | 86 | NA | NO | NO
CEL INSTRUMENT | 231 | SOUND LEVEL METER | 168 | 210 | NA | NO | NO
CELERITY | 01-0109-G | PRESSURE VACUUM GAUGE | 69 | 86 | NA | NO | NO
CELERITY | CD & CM Series | CAPACITANCE DIAPHRAGM GAUGE (BARATRON) | 0 | 0 | NA | NO | NO | No Capability
CELERITY | CDLD Series | CAPACITANCE DIAPHRAGM GAUGE (BARATRON) | 0 | 0 | NA | NO | NO | No Capability
CELERITY | CMC Series | CAPACITANCE DIAPHRAGM GAUGE (BARATRON) | 0 | 0 | NA | NO | NO | No Capability
CELERITY | CMOH & CMLH Series | CAPACITANCE DIAPHRAGM GAUGE (BARATRON) | 0 | 0 | NA | NO | NO | No Capability
CEM | DT-805 | SOUND LEVEL METER | 168 | 210 | NA | NO | NO
CEM | DT-808 | SOUND LEVEL METER | 168 | 210 | NA | NO | NO
CEM | DT-9881 | PARTICLE COUNTER | 504 | 630 | NA | NO | NO
CEMENTEX | 236TSD | TORQUE DRIVER | 69 | 86 | 93 | YES | NO | Check Range. Accredited ONLY Up to 250 FtLbs
CEMENTEX | TS-35 | TORQUE DRIVER | 69 | 86 | 93 | YES | NO | Check Range. Accredited ONLY Up to 250 FtLbs
CEN-TECH | 1717 | INDICATOR TEST | 69 | 86 | NA | NO | NO
CEN-TECH | 47256 | CALIPER | 69 | 86 | 93 | YES | NO | 4 INCH
CEN-TECH | 47257 | CALIPER | 69 | 86 | 93 | YES | NO | 6 INCH
CEN-TECH | 66632 | TACHOMETER | 168 | 210 | 227 | YES | NO | MU RPM using Time Mk on 5520A
CEN-TECH | 90899 | DMM HANDHELD | 126 | 158 | 170 | YES | NO
CEN-TECH | 93488 | HEIGHT GAUGE DIGITAL | 124 | 155 | NA | NO | NO | 12 INCH
CEN-TECH | 95364 | SCALE | 124 | 155 | NA | NO | NO | 5000 g
CEN-TECH | 96308 | DIGITAL CLAMP METER | 126 | 158 | 170 | YES | NO
CEN-TECH | 96451 | IR THERMOMETER | 168 | 210 | NA | NO | NO
CEN-TECH | 98485 | MICROMETER | 69 | 86 | 93 | YES | NO
CEN-TECH | 98851 | CALIPER | 69 | 86 | 93 | YES | NO | 6 INCH
CEN-TECH | 0-1" | INDICATOR DIGITAL | 69 | 86 | NA | NO | NO | 1 INCH
CEN-TECH | 0-1” | INDICATOR DIAL | 69 | 86 | NA | NO | NO | 1 INCH
CEN-TECH | 1" | INDICATOR DIAL | 69 | 86 | NA | NO | NO | 1 INCH
CEN-TECH | 1-2" | MICROMETER | 69 | 86 | 93 | YES | NO | 2 INCH
CEN-TECH | 2-3" | MICROMETER | 69 | 86 | 93 | YES | NO | 3 INCH
CEN-TECH | 25' | RULER TAPE MEASURE | 69 | 86 | NA | NO | NO
CEN-TECH | 6" | CALIPER | 69 | 86 | 93 | YES | NO | 6 INCH
CEN-TECH | 6” | CALIPER | 69 | 86 | 93 | YES | NO | 6 INCH
CEN-TECH | DT-838 | TACHOMETER | 168 | 210 | 227 | YES | NO | MU RPM using Time Mk on 5520A
CEN-TECH | P35017 | DMM HANDHELD | 126 | 158 | 170 | YES | NO
CEN-TECH | P35761 | DMM HANDHELD | 126 | 158 | 170 | YES | NO
CEN-TECH | P37772 | DMM HANDHELD | 126 | 158 | 170 | YES | NO
CEN-TECH | P98674 | DMM W T/RH LIGHT SOUND LVL | 126 | 158 | 170 | YES | NO | LIM CAL: RH/Light Not Cald
CENTER | 310 | HUMIDITY TEMP METER | 242 | 303 | NA | NO | NO
CENTERPULSE ORTHOPEDICS | 500369-02 | CORTICAL BONE SCREW GO NOGO HEX GAUGE | 69 | 86 | NA | NO | NO
CENTEX | 2500220X-G2 | PLUG GAUGE | 69 | 86 | NA | NO | NO
CENTEX | 4 7/8"-12 UN-2B | THREAD PLUG GAUGE GO NOGO | 69 | 86 | NA | NO | NO
CENTRAL FORGE | 10-22 WIRE GAUGE | CRIMPER | 69 | 86 | NA | NO | NO
CENTRAL SCIENTIFIC | 0 TO 6 IN | CALIPER | 69 | 86 | 93 | YES | NO | 6 INCH
CENTRAL TOOLS | 6425 | CALIPER | 69 | 86 | 93 | YES | NO | 6 INCH
CENTRAL TOOLS | 97353 | TORQUE WRENCH | 69 | 86 | 93 | YES | NO | 0-250 FT LB
CENTRAL TOOLS | 0.3-1.3" | MICROMETER POINT | 69 | 86 | 93 | YES | NO | 1.3 INCH
CENTRAL TOOLS | 0-1" | MICROMETER | 69 | 86 | 93 | YES | NO | 1 INCH
CENTRAL TOOLS | 0-6" | MICROMETER DEPTH | 69 | 86 | 93 | YES | NO
CENTRAL TOOLS | 1" | INDICATOR DIAL | 69 | 86 | NA | NO | NO | 1 INCH
CENTRAL TOOLS | 4" | CALIPER | 69 | 86 | 93 | YES | NO | 4 INCH
CENTRAL TOOLS | 6" | CALIPER | 69 | 86 | 93 | YES | NO | 6 INCH
CENTRAL TOOLS | UNKNOWN | MICROMETER DEPTH | 69 | 86 | 93 | YES | NO
CENTRELINE | 5131 | RULER METAL SCALE | 69 | 86 | NA | NO | NO | 6 INCH
CERAMICX | 93351 | HOT PLATE | 252 | 315 | NA | NO | NO
CHADWICK | 8400K | MICROMETER OPTICAL | 69 | 86 | NA | NO | NO
CHADWICK HELMUTH | 9600 | TACHOMETER | 168 | 210 | 227 | YES | NO | MU RPM using Time Mk on 5520A
CHALLENGE PRECISION | BH-15 | HEIGHT BLOCK | 124 | 155 | NA | NO | NO
CHALLENGE PRECISION | BH-20 | HEIGHT BLOCK | 124 | 155 | NA | NO | NO
CHAMBER ELECTRONICS | 11-A | RESISTANCE TESTER DYNAMIC INSULATED JOINT | 252 | 315 | 340 | YES | NO
CHAMFER CHEK | 0 TO 90 DEG | CHAMFER CHECK GAGE | 69 | 86 | NA | NO | NO
CHANEY | UNKNOWN | TIMER | 126 | 158 | NA | NO | NO
CHANGDA | 0.011"-0.060" Minus | PLUG GAUGE SET | 138 | 173 | NA | NO | NO | 49 pc
CHATILLON | 160 | FORCE GAUGE | 138 | 173 | NA | NO | NO
CHATILLON | 245 | FORCE GAUGE | 138 | 173 | NA | NO | NO
CHATILLON | 718 | FORCE GAUGE | 138 | 173 | NA | NO | NO
CHATILLON | 719 | FORCE GAUGE | 138 | 173 | NA | NO | NO
CHATILLON | 509-100 | FORCE GAUGE | 138 | 173 | NA | NO | NO
CHATILLON | 516-0500 | FORCE GAUGE | 138 | 173 | NA | NO | NO | 500 g
CHATILLON | 516-0500M | FORCE GAUGE | 138 | 173 | NA | NO | NO | 500 g
CHATILLON | 516-1000 | FORCE GAUGE | 138 | 173 | NA | NO | NO | 1000 g
CHATILLON | 516-1000M | FORCE GAUGE | 138 | 173 | NA | NO | NO | 1000 g
CHATILLON | 516-500 | FORCE GAUGE | 138 | 173 | NA | NO | NO
CHATILLON | 719-005 | FORCE GAUGE HANGING SCALE | 138 | 173 | NA | NO | NO | 5 LB
CHATILLON | 719-005M | FORCE GAUGE HANGING SCALE | 138 | 173 | NA | NO | NO | 5 LB
CHATILLON | 719-010 | FORCE GAUGE HANGING SCALE | 138 | 173 | NA | NO | NO | 10 LB
CHATILLON | 719-010M | FORCE GAUGE HANGING SCALE | 138 | 173 | NA | NO | NO | 10 LB
CHATILLON | 719-020 | FORCE GAUGE HANGING SCALE | 138 | 173 | NA | NO | NO | 20 LB
CHATILLON | 719-020M | FORCE GAUGE HANGING SCALE | 138 | 173 | NA | NO | NO | 20 LB
CHATILLON | 719-040 | FORCE GAUGE HANGING SCALE | 138 | 173 | NA | NO | NO | 40 LB
CHATILLON | 719-040M | FORCE GAUGE HANGING SCALE | 138 | 173 | NA | NO | NO | 40 LB
CHATILLON | 719-10 | FORCE GAUGE | 138 | 173 | NA | NO | NO
CHATILLON | 719-40 | FORCE GAUGE | 138 | 173 | NA | NO | NO
CHATILLON | 719-5 | FORCE GAUGE | 138 | 173 | NA | NO | NO
CHATILLON | 7200 SERIES | FORCE GAUGE HANGING SCALE | 138 | 173 | NA | NO | NO | VARIOUS
CHATILLON | 8109-1 | FORCE GAUGE HANGING SCALE | 138 | 173 | NA | NO | NO | 100 LB
CHATILLON | AG500 | FORCE GAUGE | 138 | 173 | NA | NO | NO
CHATILLON | CCR-440 | FORCE GAUGE | 138 | 173 | NA | NO | NO | 440 LB
CHATILLON | DFE-100 | FORCE GAUGE | 138 | 173 | NA | NO | NO
CHATILLON | DFIS-100 | FORCE GAGE | 138 | 173 | NA | NO | NO
CHATILLON | DFIS-500 | FORCE GAUGE | 138 | 173 | NA | NO | NO
CHATILLON | DFM100 | FORCE GAUGE | 138 | 173 | NA | NO | NO
CHATILLON | DFM-50 | FORCE GAUGE DIGITAL | 138 | 173 | NA | NO | NO
CHATILLON | DFS | TORQUE METER | 138 | 173 | 186 | YES | NO
CHATILLON | DFS-050 | FORCE GAUGE | 138 | 173 | NA | NO | NO
CHATILLON | DFS-100 | FORCE GAUGE | 138 | 173 | NA | NO | NO
CHATILLON | DFX2-100D | FORCE GAUGE | 138 | 173 | NA | NO | NO
CHATILLON | DG-100KG | FORCE GAUGE | 138 | 173 | NA | NO | NO
CHATILLON | DG-200 | FORCE GAUGE | 138 | 173 | NA | NO | NO
CHATILLON | DG-500 | FORCE GAUGE | 138 | 173 | NA | NO | NO
CHATILLON | DGGS | FORCE GAUGE | 138 | 173 | NA | NO | NO
CHATILLON | DPP-30 | FORCE GAUGE | 138 | 173 | NA | NO | NO
CHATILLON | DWT1000 | FORCE GAUGE HANGING SCALE | 138 | 173 | NA | NO | NO | 1000 LB (CAL @ 10%)
CHATILLON | DWT10000 | FORCE GAUGE HANGING SCALE | 138 | 173 | NA | NO | NO | 10000 LB (CAL @ 10%)
CHATILLON | DWT1000K | FORCE GAUGE HANGING SCALE | 138 | 173 | NA | NO | NO | 1000 KG (CAL @ 10%)
CHATILLON | DWT2000 | FORCE GAUGE HANGING SCALE | 138 | 173 | NA | NO | NO | 2000 LB (CAL @ 10%)
CHATILLON | DWT2500K | FORCE GAUGE HANGING SCALE | 138 | 173 | NA | NO | NO | 2500 KG (CAL @ 10%)
CHATILLON | DWT5000 | FORCE GAUGE HANGING SCALE | 138 | 173 | NA | NO | NO | 5000 LB (CAL @ 10%)
CHATILLON | DWT5000K | FORCE GAUGE HANGING SCALE | 138 | 173 | NA | NO | NO | 5000 KG (CAL @ 10%)
CHATILLON | DWT500K | FORCE GAUGE HANGING SCALE | 138 | 173 | NA | NO | NO | 500 KG (CAL @ 10%)
CHATILLON | IN-002 | FORCE GAUGE HANGING SCALE | 138 | 173 | NA | NO | NO | 2 LB
CHATILLON | IN-002M | FORCE GAUGE HANGING SCALE | 138 | 173 | NA | NO | NO | 2 LB
CHATILLON | IN-004 | FORCE GAUGE HANGING SCALE | 138 | 173 | NA | NO | NO | 4 LB
CHATILLON | IN-004M | FORCE GAUGE HANGING SCALE | 138 | 173 | NA | NO | NO | 4 LB
CHATILLON | IN-006 | FORCE GAUGE HANGING SCALE | 138 | 173 | NA | NO | NO | 6 LB
CHATILLON | IN-006M | FORCE GAUGE HANGING SCALE | 138 | 173 | NA | NO | NO | 6 LB
CHATILLON | IN-010 | FORCE GAUGE HANGING SCALE | 138 | 173 | NA | NO | NO | 10 LB
CHATILLON | IN-010M | FORCE GAUGE HANGING SCALE | 138 | 173 | NA | NO | NO | 10 LB
CHATILLON | IN-012 | FORCE GAUGE HANGING SCALE | 138 | 173 | NA | NO | NO | 12 LB
CHATILLON | IN-012M | FORCE GAUGE HANGING SCALE | 138 | 173 | NA | NO | NO | 12 LB
CHATILLON | IN-015 | FORCE GAUGE HANGING SCALE | 138 | 173 | NA | NO | NO | 15 LB
CHATILLON | IN-015M | FORCE GAUGE HANGING SCALE | 138 | 173 | NA | NO | NO | 15 LB
CHATILLON | IN-025 | FORCE GAUGE HANGING SCALE | 138 | 173 | NA | NO | NO | 25 LB
CHATILLON | IN-025M | FORCE GAUGE HANGING SCALE | 138 | 173 | NA | NO | NO | 25 LB
CHATILLON | IN-030 | FORCE GAUGE HANGING SCALE | 138 | 173 | NA | NO | NO | 30 LB
CHATILLON | IN-030M | FORCE GAUGE HANGING SCALE | 138 | 173 | NA | NO | NO | 30 LB
CHATILLON | IN-050 | FORCE GAUGE HANGING SCALE | 138 | 173 | NA | NO | NO | 50 LB
CHATILLON | IN-050M | FORCE GAUGE HANGING SCALE | 138 | 173 | NA | NO | NO | 50 LB
CHATILLON | IN-060 | FORCE GAUGE HANGING SCALE | 138 | 173 | NA | NO | NO | 60 LB
CHATILLON | IN-060M | FORCE GAUGE HANGING SCALE | 138 | 173 | NA | NO | NO | 60 LB
CHATILLON | IN-100 | FORCE GAUGE HANGING SCALE | 138 | 173 | NA | NO | NO | 100 LB
CHATILLON | IN-100M | FORCE GAUGE HANGING SCALE | 138 | 173 | NA | NO | NO | 100 LB
CHATILLON | IN-6MRP | FORCE GAUGE | 138 | 173 | NA | NO | NO
CHATILLON | LG-002 | FORCE GAUGE | 138 | 173 | NA | NO | NO
CHATILLON | TYPE 719 | FORCE GAUGE | 138 | 173 | NA | NO | NO
CHATILLON | TYPE-180 | FORCE GAUGE | 138 | 173 | NA | NO | NO
CHAUVIN ARNOUX | C30 | CLAMP METER | 126 | 158 | 170 | YES | NO
CHAUVIN ARNOUX | QB18 | STATIC DISCHARGE TEST SET | 168 | 210 | 227 | YES | NO
CHECK-LINE | BTM-400PLUS | BELT TENSION METER | 252 | 315 | NA | NO | NO
CHECK-LINE | DTW-100f | TORQUE WRENCH | 69 | 86 | 93 | YES | NO | 100 FT LB
CHECK-LINE | DTW-1200i | TORQUE WRENCH | 69 | 86 | 93 | YES | NO | 1200 IN LB
CHECK-LINE | DTW-250f | TORQUE WRENCH | 69 | 86 | 93 | YES | NO | 250 FT LB
CHECK-LINE | DTW-265i | TORQUE WRENCH | 69 | 86 | 93 | YES | NO | 265 IN LB
CHECK-LINE | DTW-625f | TORQUE WRENCH | 69 | 86 | NA | NO | NO | 625 FT LB
CHECK-LINE | HPS A | DUROMETER | 83 | 104 | NA | NO | NO
CHECKMAN | TK-601AD | CLAMP METER | 126 | 158 | 170 | YES | NO
CHELTON | QB18 | STATIC DISCHARGE TEST SET | 168 | 210 | 227 | YES | NO
CHICAGO BRAND | 50001 | CALIPER | 69 | 86 | 93 | YES | NO | 6 INCH
CHICAGO BRAND | 50019 | CALIPER LARGE | 104 | 130 | NA | NO | NO | 80 INCH
CHICAGO BRAND | 50065 | MICROMETER | 69 | 86 | 93 | YES | NO
CHICAGO BRAND | 50067 | MICROMETER | 69 | 86 | 93 | YES | NO
CHICAGO BRAND | .0005 IN | INDICATOR DIAL | 69 | 86 | NA | NO | NO | 0.0005 INCH
CHICAGO BRAND | 0-1 IN | MICROMETER O.D. | 69 | 86 | 93 | YES | NO | 1 INCH
CHICAGO BRAND | 3-4 INCH | MICROMETER | 69 | 86 | 93 | YES | NO | 4 INCH
CHICAGO BRAND | 50001S | CALIPER | 69 | 86 | 93 | YES | NO | 6 INCH
CHICAGO BRAND | 6" | CALIPER | 69 | 86 | 93 | YES | NO | 6 INCH
CHICAGO PNEUMATIC | 2A89A | TORQUE WRENCH | 69 | 86 | 93 | YES | NO | Check Range. Accredited ONLY Up to 250 FtLbs
CHICAGO PNEUMATIC | SC047-L-S90A4S | TORQUE WRENCH | 69 | 86 | 93 | YES | NO | Check Range. Accredited ONLY Up to 250 FtLbs
CHINA | 36 | GAUGE BLOCK SET | 414 | 518 | NA | NO | NO | 36 PC
CHINA | 0.001" | INDICATOR DIAL | 69 | 86 | NA | NO | NO | 0.001 INCH
CHINA | 0.008" | INDICATOR TEST | 69 | 86 | NA | NO | NO
CHINA | 0.011"-0.060" Minus | PLUG GAUGE SET | 138 | 173 | NA | NO | NO | 49 pc
CHINA | 0.030" | INDICATOR TEST | 69 | 86 | NA | NO | NO
CHINA | 0.050"-4.00" | GAUGE BLOCK SET,81 PIECE | 552 | 690 | NA | NO | NO | 81 pc
CHINA | 0.2-0.8" | MICROMETER V-ANVIL | 69 | 86 | NA | NO | NO | 0.800 INCH
CHINA | 0.2-1.2" | MICROMETER I.D. | 69 | 86 | NA | NO | NO
CHINA | 0.550 TO 1.0 | RADIUS GAUGE SET | 173 | 216 | NA | NO | NO | 0.55-1.0 INCH 10 PC
CHINA | 0.626"-0.750" Minus | PLUG GAUGE SET | 449 | 561 | NA | NO | NO | 124 pc
CHINA | 0.933"-0.916" Minus | PLUG GAUGE SET | 110 | 138 | NA | NO | NO | 17 pc
CHINA | 0-1" | MICROMETER | 69 | 86 | 93 | YES | NO | 1 INCH
CHINA | 0-1” | INDICATOR DIAL | 69 | 86 | NA | NO | NO | 1 INCH
CHINA | 0-160 PSI | PRESSURE GAUGE | 69 | 86 | NA | NO | NO | 160 PSI
CHINA | 0-6" | MICROMETER DEPTH | 69 | 86 | 93 | YES | NO
CHINA | 1" | INDICATOR DIAL | 69 | 86 | NA | NO | NO | 1 INCH
CHINA | 10" | END ROD | 69 | 86 | NA | NO | NO | 10 INCH
CHINA | 12 IN | CALIPER | 69 | 86 | 93 | YES | NO | 12 INCH
CHINA | 12" | CALIPER | 69 | 86 | 93 | YES | NO | 12 INCH
CHINA | 1-2" | MICROMETER | 69 | 86 | 93 | YES | NO | 2 INCH
CHINA | 15 PIECE | FEELER GAUGE SET | 117 | 146 | NA | NO | NO
CHINA | 160 PSI | PRESSURE GAUGE | 69 | 86 | NA | NO | NO | 160 PSI
CHINA | 18" | HEIGHT GAUGE VERNIER | 124 | 155 | NA | NO | NO | 18 INCH
CHINA | 2" | INDICATOR DIAL | 69 | 86 | NA | NO | NO | 2 INCH
CHINA | 200 PSI | PRESSURE GAUGE | 69 | 86 | NA | NO | NO | 200 PSI
CHINA | 2-3" | MICROMETER | 69 | 86 | 93 | YES | NO | 3 INCH
CHINA | 24' | CALIPER LARGE | 104 | 130 | 140 | YES | NO | 24 INCH
CHINA | 24" | CALIPER LARGE | 104 | 130 | 140 | YES | NO | 24 INCH
CHINA | 30 PSI | PRESSURE GAUGE | 69 | 86 | NA | NO | NO | 30 PSI
CHINA | 3-4" | MICROMETER | 69 | 86 | 93 | YES | NO | 4 INCH
CHINA | 4" | CALIPER | 69 | 86 | 93 | YES | NO | 4 INCH
CHINA | 40" | CALIPER LARGE | 104 | 130 | 140 | YES | NO | 40 INCH
CHINA | 4-5" | MICROMETER | 69 | 86 | 93 | YES | NO | 5 INCH
CHINA | 4FLN9 | PRESSURE GAUGE | 69 | 86 | NA | NO | NO | 1000 PSI
CHINA | 5-6" | MICROMETER | 69 | 86 | 93 | YES | NO | 6 INCH
CHINA | 6" | CALIPER | 69 | 86 | 93 | YES | NO | 6 INCH
CHINA | 60 PSI | PRESSURE GAUGE | 69 | 86 | NA | NO | NO | 60 PSI
CHINA | 60" | CALIPER LARGE | 104 | 130 | NA | NO | NO | 60 INCH
CHINA | 630-4260 | ANGLE BLOCK SET | 138 | 173 | NA | NO | NO
CHINA | 8" | CALIPER | 69 | 86 | 93 | YES | NO | 8 INCH
CHINA | 81 PIECE | GAUGE BLOCK SET | 552 | 690 | NA | NO | NO | 81 pc
CHINA | 9" | END ROD | 69 | 86 | NA | NO | NO | 9 INCH
CHINA | 9/16"-1" | RADIUS GAUGE SET | 173 | 216 | NA | NO | NO
CHINA | DE 7.5M | RULER TAPE MEASURE | 69 | 86 | NA | NO | NO
CHINA | DM-68022 | TEMP METER THERMOCOUPLE | 168 | 210 | 227 | YES | NO
CHINA | DT-830B | DMM HANDHELD | 126 | 158 | 170 | YES | NO
CHINA | PAR-12301-J | BLOCK SET 1-2-3 | 110 | 138 | NA | NO | NO | 1-2-3
CHINA | US-VELOCITY | SCALE | 207 | 259 | NA | NO | NO | 500 g
CHRISTIE | RF80-K | BATTERY CHARGER | 168 | 210 | 227 | YES | NO
CHROMA | 1320 | BIAS CURRENT SOURCE | 252 | 315 | 340 | YES | NO
CHROMA | 6312 | DC ELECTRONIC LOAD MAINFRAME | 168 | NA | NA | NO | NO | MAINFRAME LVL 4 ONLY. Modules Priced Each
CHROMA | 6314 | DC ELECTRONIC LOAD MAINFRAME | 168 | NA | NA | NO | NO | MAINFRAME LVL 4 ONLY. Modules Priced Each
CHROMA | 6530 | PROGRAMMABLE AC SOURCE | 504 | 630 | NA | NO | NO
CHROMA | 11025 | LCR METER | 336 | 420 | NA | NO | NO
CHROMA | 11800 | RIPPLE CURRENT TESTER | 210 | 263 | NA | NO | NO
CHROMA | 11801 | RIPPLE CURRENT TESTER | 210 | 263 | NA | NO | NO
CHROMA | 11810 | RIPPLE CURRENT TESTER | 210 | 263 | NA | NO | NO
CHROMA | 19032 | HIPOT | 252 | 315 | 340 | YES | NO
CHROMA | 19055 | HYPOT ANALYZER | 252 | 315 | 340 | YES | NO
CHROMA | 19056 | HIPOT ANALYZER | 252 | 315 | 340 | YES | NO
CHROMA | 19073 | HIPOT TESTER | 252 | 315 | 340 | YES | NO
CHROMA | 19572 | RESISTANCE TESTER GROUND | 210 | 263 | 284 | YES | NO
CHROMA | 52912 | DC POWER SUPPLY MODULE PXI | 420 | 525 | 567 | YES | NO
CHROMA | 61502 | AC POWER SOURCE | 294 | 368 | 397 | YES | NO
CHROMA | 61504 | AC POWER SOURCE | 294 | 368 | 397 | YES | NO
CHROMA | 61601 | AC POWER SOURCE | 294 | 368 | 397 | YES | NO
CHROMA | 61604 | AC POWER SOURCE | 294 | 368 | 397 | YES | NO
CHROMA | 63101 | DC ELECTRONIC LOAD MODULE | 210 | 263 | 284 | YES | NO | Current Accredited up to 20 Amps
CHROMA | 63102 | DC ELECTRONIC LOAD MODULE | 210 | 263 | 284 | YES | NO | Current Accredited up to 20 Amps
CHROMA | 63103 | DC ELECTRONIC LOAD MODULE | 210 | 263 | 284 | YES | NO | Current Accredited up to 20 Amps
CHROMA | 63106 | DC ELECTRONIC LOAD MODULE | 210 | 263 | 284 | YES | NO | Current Accredited up to 20 Amps
CHROMA | 63107 | DC ELECTRONIC LOAD MODULE | 210 | 263 | 284 | YES | NO | Current Accredited up to 20 Amps
CHROMA | 63108 | DC ELECTRONIC LOAD | 210 | 263 | 284 | YES | NO | Current Accredited up to 20 Amps
CHROMA | 63203 | DC ELECTRONIC LOAD | 210 | 263 | 284 | YES | NO | Current Accredited up to 20 Amps
CHROMA | 63209 | DC ELECTRONIC LOAD | 210 | 263 | 284 | YES | NO | Current Accredited up to 20 Amps
CHROMA | 66202 | AC POWER ANALYZER | 294 | 368 | 397 | YES | NO
CHROMA | 66205 | AC POWER ANALYZER | 294 | 368 | NA | NO | NO
CHROMA | 19057-20 | HIPOT ANALYZER | 252 | 315 | 340 | YES | NO
CHROMA | 62006P-100-25 | DC POWER SUPPLY | 185 | 231 | 250 | YES | NO
CHROMA | 62006P-300-8 | DC POWER SUPPLY | 185 | 231 | 250 | YES | NO
CHROMA | 63004-150-60 | DC ELECTRONIC LOAD | 210 | 263 | 284 | YES | NO | Current Accredited up to 20 Amps
CHROMA | 63102A | DC ELECTRONIC LOAD MODULE | 210 | 263 | 284 | YES | NO | Current Accredited up to 20 Amps
CHROMA | 63103A | DC ELECTRONIC LOAD MODULE | 210 | 263 | 284 | YES | NO | Current Accredited up to 20 Amps
CHROMA | 63106A | DC ELECTRONIC LOAD MODULE | 210 | 263 | 284 | YES | NO | Current Accredited up to 20 Amps
CHROMA | 63107A | DC ELECTRONIC LOAD MODULE | 210 | 263 | 284 | YES | NO | Current Accredited up to 20 Amps
CHROMA | 63108A | DC ELECTRONIC LOAD MODULE | 210 | 263 | 284 | YES | NO | Current Accredited up to 20 Amps
CHROMA | 63110A | DC ELECTRONIC LOAD MODULE | 210 | 263 | 284 | YES | NO | Current Accredited up to 20 Amps
CHROMA | 6312A | DC ELECTRONIC LOAD MAINFRAME | 168 | NA | NA | NO | NO | MAINFRAME LVL 4 ONLY. Modules Priced Each
CHROMA | 6314A | DC ELECTRONIC LOAD MAINFRAME | 168 | NA | NA | NO | NO | MAINFRAME LVL 4 ONLY. Modules Priced Each
CHROMA | 63203A-150-300 | DC ELECTRONIC LOAD | 210 | 263 | 284 | YES | NO | Current Accredited up to 20 Amps
CHROMA | 63600-2 | DC ELECTRONIC LOAD MAINFRAME | 168 | NA | NA | NO | NO | MAINFRAME LVL 4 ONLY. Modules Priced Each
CHROMA | 63600-5 | DC ELECTRONIC LOAD MAINFRAME | 168 | NA | NA | NO | NO | MAINFRAME LVL 4 ONLY. Modules Priced Each
CHROMA | 63610-80-20 | 100W 80V 20A DC Electronic Load | 420 | 525 | 567 | YES | NO | Current Accredited up to 20 Amps
CHROMA | 63630-80-60 | DC ELECTRONIC LOAD MODULE | 420 | 525 | 567 | YES | NO | Current Accredited up to 20 Amps
CHROMA | 63640-80-80 | DC ELECTRONIC LOAD MODULE | 420 | 525 | 567 | YES | NO | Current Accredited up to 20 Amps
CHROMA | 80611NB1 | TIMING/NOISE ANALYZER | 252 | 315 | NA | NO | NO
CHROMA | S14-01 | RESISTANCE BOX | 109 | 136 | 147 | YES | NO
CHROMA | S14-03 | RESISTANCE BOX | 109 | 136 | 147 | YES | NO
CHROMALUX | 3910 | TEMP CONTROLLER | 126 | 158 | 170 | YES | NO
CHUAN | 0-1" | MICROMETER | 69 | 86 | 93 | YES | NO | 1 INCH
CHUAN | 1-2" | MICROMETER | 69 | 86 | 93 | YES | NO | 2 INCH
CHUAN | 2-3" | MICROMETER | 69 | 86 | 93 | YES | NO | 3 INCH
CHUAN | 3-4" | MICROMETER | 69 | 86 | 93 | YES | NO | 4 INCH
CHUAN | 4-5" | MICROMETER | 69 | 86 | 93 | YES | NO | 5 INCH
CHUAN | 5-6" | MICROMETER | 69 | 86 | 93 | YES | NO | 6 INCH
CIA | 9150 | TORQUE WRENCH | 69 | 86 | 93 | YES | NO | Check Range. Accredited ONLY Up to 250 FtLbs
CIE | 7905C | MULTIMETER | 126 | 158 | 170 | YES | NO
CINCINNATI MILACRON | 375-12 | TEMP CONTROLLER MOLDING MACHINE | 126 | 158 | 170 | YES | NO
CINCINNATI MILACRON | VT-110-5 | TEMP CONTROLLER MOLDING MACHINE | 126 | 158 | 170 | YES | NO
CINCINNATI SUB-ZERO | MCB-1.2-.33-H/AC | TEMPERATURE CHAMBER | 378 | 473 | 510 | YES | NO | Accredited Up to +400oC
CINCINNATI SUB-ZERO | ZPHS-64-6-SCT/AC | ENVIROMENTAL CHAMBER | 462 | 578 | 624 | YES | NO | Accred Temp Only Up to +400C
CIRCLE SEAL | 559B-8M | PRESSURE RELIEF VALVE | 69 | 86 | NA | NO | NO
CIRCLE SEAL | 559B-8M-7 | PRESSURE RELIEF VALVE | 69 | 86 | NA | NO | NO
CIRCLE SEAL | 559B-8M-A | PRESSURE RELIEF VALVE | 69 | 86 | NA | NO | NO
CIRCLE SEAL | 559T1-2M-R | PRESSURE RELIEF VALVE | 69 | 86 | NA | NO | NO
CIRCLE SEAL | 559T1-8M-2 | PRESSURE RELIEF VALVE | 69 | 86 | NA | NO | NO
CIRCLE SEAL | 559T1-8M-3 | PRESSURE RELIEF VALVE | 69 | 86 | NA | NO | NO
CIRCLE SEAL | 559T1-8M-5 | PRESSURE RELIEF VALVE | 69 | 86 | NA | NO | NO
CIRCUIT SPECIALISTS | 3711A | DC ELECTRONIC LOAD | 210 | 263 | 284 | YES | NO | Current Accredited up to 20 Amps
CIRCUIT TEST | OS2100 | OSCILLOSCOPE BENCHTOP | 252 | 315 | 340 | YES | NO | 0.10 GHZ
CIRRIS | 1000H+ | RESISTANCE CABLE TESTER | 252 | 315 | NA | NO | NO
CIRRIS | 1000R+ | RESISTANCE CABLE TESTER | 252 | 315 | NA | NO | NO
CIRRIS | 1000RX | RESISTANCE CABLE TESTER | 252 | 315 | NA | NO | NO
CIRRIS | 1100H+ | HIPOT TESTER | 252 | 315 | 340 | YES | NO
CIRRIS | PCHK-CAP | CAPACITANCE STANDARD CIRRIS SYSTEM | 210 | 263 | NA | NO | NO
CIRRIS | PCHK-RES | RESISTOR ADAPTOR MODULE | 126 | 158 | 170 | YES | NO
CIRRIS | ZERO OHM | RESISTANCE STANDARD CIRRIS SYSTEM | 126 | 158 | 170 | YES | NO
CITIZEN | CKG-15 | SCALE | 124 | 155 | NA | NO | NO | 30 LB
CITIZEN | CY510C | SCALE ANALYTICAL BALANCE | 207 | 259 | NA | NO | NO | 510 g
CLARE INSTRUMENTS | R101 | SAFE CHECK 5 | 294 | 368 | NA | NO | NO
CLARE INSTRUMENTS | R101 | SAFE CHECK 5S | 294 | 368 | NA | NO | NO
CLARKE HESS | 263 | AC POWER ANALYZER | 294 | 368 | 397 | YES | NO
CLAROSTAT MFG | 240-C | RESISTANCE DECADE BOX POWER | 210 | 263 | 284 | YES | NO
CLAVIS | ICH 610N | SONIC TENSION METER | 252 | 315 | NA | NO | NO
CLAVIS | TYPE 3 | BELT TENSION METER | 252 | 315 | NA | NO | NO
CLAVIS | UNKNOWN | BELT TENSION METER | 252 | 315 | NA | NO | NO
CLEMCO | 160 PSI | PRESSURE GAUGE | 69 | 86 | NA | NO | NO | 160 PSI
CLEMEX | LEICA DM1500M | MICROSCOPE | 276 | 345 | NA | NO | NO
CLIMET | CI-8060 | PARTICLE COUNTER | 504 | 630 | NA | NO | NO
CLINTON POWER | 15V-3000A | DC POWER SUPPLY | 252 | 315 | 340 | YES | NO
CLINTON POWER | HF-15AC | HIPOT TESTER SPARK TESTER CONTROL UNIT | 252 | 315 | NA | NO | NO | 15 KV 15 KHZ
CLINTON POWER | HF-15B | SPARK TESTER CONTROL UNIT | 252 | 315 | NA | NO | NO | 15 KV 15 KHZ
CLINTON POWER | S1509SOS | DC POWER SUPPLY | 252 | 315 | 340 | YES | NO
CLINTON POWER | S2024S0S | DC POWER SUPPLY | 252 | 315 | 340 | YES | NO
CLINTON POWER | S300/9SP3 | DC POWER SUPPLY | 252 | 315 | 340 | YES | NO
CLINTON POWER | S3012 CFM | DC POWER SUPPLY | 252 | 315 | 340 | YES | NO
CLINTON POWER | S3012S08 | DC POWER SUPPLY | 252 | 315 | 340 | YES | NO
CLINTON POWER | SC3024CVCRA | DC POWER SUPPLY | 252 | 315 | 340 | YES | NO
CM | 1/2 TON | HOIST, CHAIN | 173 | 216 | NA | NO | NO
CM HURRICANE | 360 | CHAIN HOIST | 173 | 216 | NA | NO | NO
CM HURRICANE | 1 TON | CHAIN HOIST | 173 | 216 | NA | NO | NO
CMI | 3.4mm/3.5mm | HEX GAUGE GO NOGO | 69 | 86 | NA | NO | NO
COHERENT | LASER CHECK | FIBER OPTIC POWER METER | 210 | 263 | NA | NO | NO
COIL HOSE | 0-60 PSI | PRESSURE GAUGE | 69 | 86 | NA | NO | NO
COLE PALMER | 8528-20 | TEMP METER THERMOCOUPLE | 168 | 210 | 227 | YES | NO
COLE PARMER | 8210 | TACHOMETER | 168 | 210 | 227 | YES | NO | MU RPM using Time Mk on 5520A
COLE PARMER | 8536 | TEMP METER THERMOCOUPLE | 168 | 210 | 227 | YES | NO
COLE PARMER | 8906 | TIMER | 126 | 158 | NA | NO | NO
COLE PARMER | 0-60 PSI | PRESSURE GAUGE | 69 | 86 | NA | NO | NO
COLE PARMER | 08500-40 | THERMOCOUPLE DIGITAL THERMOMETER | 126 | 158 | 170 | YES | NO
COLE PARMER | 08515-01 | TEMP PROBE THERMOCOUPLE | 126 | 158 | 170 | YES | NO
COLE PARMER | 15 PSI | PRESSURE GAUGE | 69 | 86 | NA | NO | NO
COLE PARMER | 19300-00 | CONDUCTIVITY METER | 138 | 173 | NA | NO | NO
COLE PARMER | 30 In/Hg | VACUUM GAUGE | 69 | 86 | NA | NO | NO
COLE PARMER | 30 PSI | PRESSURE GAUGE | 69 | 86 | NA | NO | NO | 30 PSI
COLE PARMER | 8528-10 | TEMP METER THERMOCOUPLE | 168 | 210 | 227 | YES | NO
COLE PARMER | 89000-10 | TEMP CONTROLLER | 126 | 158 | 170 | YES | NO
COLE PARMER | 89000-15 | TEMP CONTROLLER | 126 | 158 | 170 | YES | NO
COLE PARMER | 90350-02 | TEMP METER THERMOCOUPLE | 168 | 210 | 227 | YES | NO
COLE PARMER | 91100-00 | TEMP METER THERMOCOUPLE | 168 | 210 | 227 | YES | NO
COLE PARMER | 91100-20 | TEMP METER THERMOCOUPLE | 168 | 210 | 227 | YES | NO
COLE PARMER | 91100-50 | TEMP METER THERMOCOUPLE | 168 | 210 | 227 | YES | NO
COLE PARMER | NONE | VACUUM GAUGE | 69 | 86 | NA | NO | NO
COLLINS-PHILLIPS TOOL CORP. | 2"-12" | RULER PI TAPE | 69 | 86 | NA | NO | NO
COLTECH INC. | CTS-700 | SELCAL RAMP TEST SET | 168 | 210 | NA | NO | NO
COLUMBIA ELECTRIC MFG | AX | CLAMP METER | 126 | 158 | 170 | YES | NO
COLUMBUS MCKINNON CORP. | B3854SZ | CHAIN HOIST | 173 | 216 | NA | NO | NO
COMARK | C9501 | MANOMETER DIGITAL | 138 | 173 | NA | NO | NO | 140 mBAR (2 PSI)
COMARK | CMKREC022 | TEMPERATURE/HUMIDITY RECORDER | 242 | 303 | NA | NO | NO
COMARK | RF312GLYCOL | TEMPERATURE DATA LOGGER | 294 | 368 | 397 | YES | NO
COMARK | RF312-TP | TEMPERATURE DATA LOGGER | 294 | 368 | 397 | YES | NO
COMARK | RF313-TH | TEMP & HUMIDITY DATA LOGGER | 242 | 303 | NA | NO | NO
COMARK | RF314-TC | TEMPERATURE RECORDER | 294 | 368 | 397 | YES | NO
COMBICS | CISL1-U | PLATFORM SCALE | 124 | 155 | NA | NO | NO
COMMAND | XWEF-0001 | EDGE FINDER | 97 | 121 | NA | NO | NO
COMMERCIAL ELECTRIC | HDSA-500 | CLAMP METER | 126 | 158 | 170 | YES | NO
COMPAC | 213-GLA | INDICATOR TEST | 69 | 86 | NA | NO | NO
COMPAC | 214A | INDICATOR TEST | 69 | 86 | NA | NO | NO
COMPAC | 224GA | INDICATOR TEST | 69 | 86 | NA | NO | NO
COMPAQ/HP | S002 | HI-POT TEST BOX | 109 | 136 | 147 | YES | NO
COMPLIANCE DESIGN | P950 | AMPLIFIER | 252 | 315 | NA | NO | NO
COMPLIANCE WEST | GF-25A | RESISTANCE TESTER GROUND | 210 | 263 | 284 | YES | NO
COMPLIANCE WEST | GF-30AC | RESISTANCE TESTER GROUND | 210 | 263 | 284 | YES | NO
COMPLIANCE WEST | HT-2000 | HIPOT TESTER | 252 | 315 | 340 | YES | NO
COMPLIANCE WEST | HT-2000P | HIPOT TESTER | 252 | 315 | 340 | YES | NO
COMPLIANCE WEST | HT-2000S | HIPOT TESTER | 252 | 315 | 340 | YES | NO
COMPLIANCE WEST | HT-2800 | HIPOT TESTER | 252 | 315 | 340 | YES | NO
COMPLIANCE WEST | HT-2800 V2 | DIELECTRIC WITHSTAND TESTER | 252 | 315 | 340 | YES | NO
COMPLIANCE WEST | HT-2800P | DIELECTRIC WITHSTAND TESTER | 252 | 315 | 340 | YES | NO
COMPLIANCE WEST | HT-3000 | DIELECTRIC WITHSTAND TESTER | 252 | 315 | 340 | YES | NO
COMPLIANCE WEST | HT-3000P | HIPOT TESTER | 252 | 315 | 340 | YES | NO
COMPLIANCE WEST | HT-5000P | HIPOT TESTER | 252 | 315 | 340 | YES | NO
COM-POWER | PA-103A | PREAMPLIFIER | 252 | 315 | NA | NO | NO
COM-POWER | PA-118 | AMPLIFIER | 252 | 315 | NA | NO | NO
COM-POWER | PAL-010 | LF PREAMPLIFIER | 252 | 315 | NA | NO | NO | 1300 MHZ
CONAIR FRANKLIN | SC-15 | TEMP CONTROLLER DRYER | 126 | 158 | 170 | YES | NO
CONAIR TEMPRO | TC1-D1 | TEMP CONTROLLER | 126 | 158 | 170 | YES | NO
CONCORDE | ALPHA C20 | BATTERY CHARGER | 168 | 210 | 227 | YES | NO
CONCORDE | ALPHA C25 | BATTERY CHARGER | 168 | 210 | 227 | YES | NO
CONDOR | 300 PSI | PRESSURE GAUGE | 69 | 86 | NA | NO | NO | 300 PSI
CONNEX | 0.151/.0213" | CRIMPER | 69 | 86 | NA | NO | NO
CONNEX | 0.178-.128-.068 | CRIMPER | 69 | 86 | NA | NO | NO
CONTINENTAL | TENSIONRITE | BELT FREQUENCY METER | 252 | 315 | NA | NO | NO
CONTROL COMPANY TRACEABLE | 652 | TEMPERATURE AND HUMIDITY LOGGER | 242 | 303 | NA | NO | NO
CONTROL COMPANY TRACEABLE | 1043 | TRACEABLE STOPWATCH | 126 | 158 | NA | NO | NO
CONTROL COMPANY TRACEABLE | 1051 | TRACEABLE STOPWATCH | 126 | 158 | NA | NO | NO
CONTROL COMPANY TRACEABLE | 1081 | REFERENCE CLOCK | 126 | 158 | NA | NO | NO
CONTROL COMPANY TRACEABLE | 4000 | TEMP METER THERMOCOUPLE | 168 | 210 | 227 | YES | NO
CONTROL COMPANY TRACEABLE | 4015 | DIGITAL THERMOMETER | 168 | 210 | 227 | YES | NO
CONTROL COMPANY TRACEABLE | 4040 | TEMPERATURE AND HUMIDITY RECORDER | 242 | 303 | NA | NO | NO
CONTROL COMPANY TRACEABLE | 4049 | THERMOMETER | 202 | 253 | 273 | YES | NO
CONTROL COMPANY TRACEABLE | 4050 | THERMOMETER | 202 | 253 | 273 | YES | NO
CONTROL COMPANY TRACEABLE | 4080 | HUMIDITY TEMP METER | 242 | 303 | NA | NO | NO
CONTROL COMPANY TRACEABLE | 4185 | HYGROMETER | 242 | 303 | NA | NO | NO
CONTROL COMPANY TRACEABLE | 4195 | HUMIDITY TEMP METER | 242 | 303 | NA | NO | NO
CONTROL COMPANY TRACEABLE | 4430 | THERMOMETER | 202 | 253 | 273 | YES | NO
CONTROL COMPANY TRACEABLE | 4736 | REFRIGERATOR/FREEZER THERMOMETER | 168 | 210 | 227 | YES | NO
CONTROL COMPANY TRACEABLE | 5004 | FOUR CHANNEL TIMER | 126 | 158 | NA | NO | NO
CONTROL COMPANY TRACEABLE | 5013 | TIMER | 126 | 158 | NA | NO | NO
CONTROL COMPANY TRACEABLE | 5017 | TIMER | 126 | 158 | NA | NO | NO
CONTROL COMPANY TRACEABLE | 5022 | TIMER | 126 | 158 | NA | NO | NO
CONTROL COMPANY TRACEABLE | 5028 | TIMER | 126 | 158 | NA | NO | NO
CONTROL COMPANY TRACEABLE | 5057 | TRACEABLE CONTROLLER | 126 | 158 | NA | NO | NO
CONTROL COMPANY TRACEABLE | 5133 | TIMER | 126 | 158 | NA | NO | NO
CONTROL COMPANY TRACEABLE | 6511 | TEMPERATURE RECORDER 2 CH WIRELESS W RH | 378 | 473 | NA | NO | NO
CONTROL COMPANY TRACEABLE | 6537 | TEMPERATURE & HUMIDITY RECORDER | 242 | 303 | NA | NO | NO
CONTROL COMPANY TRACEABLE | 1051CC | TRACEABLE STOPWATCH | 126 | 158 | NA | NO | NO
CONTROL COMPANY TRACEABLE | 1235D10 | TACHOMETER | 168 | 210 | 227 | YES | NO | MU RPM using Time Mk on 5520A
CONTROL COMPANY TRACEABLE | 4015CC | TEMP PROBE THERMOCOUPLE | 126 | 158 | 170 | YES | NO
CONTROL COMPANY TRACEABLE | 4080CC | HUMIDITY TEMP DEWPOINT METER | 242 | 303 | NA | NO | NO
CONTROL COMPANY TRACEABLE | 4120CC | TEMP METER THERMOCOUPLE | 168 | 210 | 227 | YES | NO
CONTROL COMPANY TRACEABLE | 94411-01 | TIMER | 126 | 158 | NA | NO | NO
CONTROL COMPANY TRACEABLE | 98766-79 | TIMER 5200 SERIES | 126 | 158 | NA | NO | NO
CONTROL COMPANY TRACEABLE | 98766-84 | RH TEMPERATURE METER | 242 | 303 | NA | NO | NO
CONTROL COMPANY TRACEABLE | 98766-84 | RH TEMPERATURE METER | 242 | 303 | NA | NO | NO
CONTROL COMPANY TRACEABLE | ML312 | TACHOMETER PHOTO | 168 | 210 | 227 | YES | NO | MU RPM using Time Mk on 5520A
CONTROL COMPANY TRACEABLE | TRACEABLE | TIMER | 126 | 158 | NA | NO | NO
CONTROL PRODUCTS | HS-50-S / HAL-2000D-24 | HUMIDITY SENSOR/ALARM | 242 | 303 | NA | NO | NO
CONTROL PRODUCTS, INC. | FA-D2 | TEMP CONTROLLER FREEZE ALARM | 126 | 158 | 170 | YES | NO
COOPER | DFP300 | TEMP METER | 168 | 210 | 227 | YES | NO
COOPER | SH66A | TEMP TESTER MULTI-PROBE | 168 | 210 | 227 | YES | NO
COOPER | SRH77A | HUMIDITY & TEMPERATURE METER | 242 | 303 | NA | NO | NO
COOPER | TM99A | TEMP METER THERMOCOUPLE | 168 | 210 | 227 | YES | NO
COPAL ELECTRONICS | PG-200-103G-3-S | DIGITAL PRESSURE GAGE | 69 | 86 | NA | NO | NO
COPPER MOUNTAIN TECHNOLOGIES | M5090 | VECTOR NETWORK ANALYZER | 756 | 945 | NA | NO | NO
COPPER MOUNTAIN TECHNOLOGIES | S5180 | NETWORK ANALYZER,100 KHZ-18 GHZ | 756 | 945 | NA | NO | NO
CORNING | PC-420D | HOT PLATE | 252 | 315 | NA | NO | NO
CORNWELL | CTW-1502ID | TORQUE WRENCH INDICATING | 69 | 86 | 93 | YES | NO | Check Range. Accredited ONLY Up to 250 FtLbs
COROMANT CAPTO | C-TK-02 | TORQUE WRENCH | 69 | 86 | 93 | YES | NO | Check Range. Accredited ONLY Up to 250 FtLbs
CORREX | 31-004-5 | FORCE GAUGE CENTI NEWTON | 138 | 173 | NA | NO | NO
CPI | M6X0.5-6H | THREAD PLUG GAUGE GO NOGO | 69 | 86 | NA | NO | NO
CPS | CC800A | SCALE LARGE | 207 | 259 | NA | NO | NO | 100 KG - In Lab Only
CRAFTSMAN | 31423 | TORQUE WRENCH | 69 | 86 | 93 | YES | NO | 25-250 IN LB
CRAFTSMAN | 31425 | TORQUE WRENCH | 69 | 86 | 93 | YES | NO | 20-150 FT LB
CRAFTSMAN | 34186 | TORQUE WRENCH | 69 | 86 | 93 | YES | NO | Check Range. Accredited ONLY Up to 250 FtLbs
CRAFTSMAN | 40185 | CALIPER | 69 | 86 | 93 | YES | NO | 6 INCH
CRAFTSMAN | 40805 | FEELER GAUGE SET | 117 | 146 | NA | NO | NO
CRAFTSMAN | 40811 | FEELER GAUGE SET | 117 | 146 | NA | NO | NO
CRAFTSMAN | 44540 | TORQUE WRENCH | 69 | 86 | 93 | YES | NO | Check Range. Accredited ONLY Up to 250 FtLbs
CRAFTSMAN | 44593 | TORQUE WRENCH | 69 | 86 | 93 | YES | NO | Check Range. Accredited ONLY Up to 250 FtLbs
CRAFTSMAN | 44594 | TORQUE WRENCH | 69 | 86 | 93 | YES | NO | Check Range. Accredited ONLY Up to 250 FtLbs
CRAFTSMAN | 44595 | TORQUE WRENCH | 69 | 86 | 93 | YES | NO | Check Range. Accredited ONLY Up to 250 FtLbs
CRAFTSMAN | 44596 | TORQUE WRENCH | 69 | 86 | 93 | YES | NO | Check Range. Accredited ONLY Up to 250 FtLbs
CRAFTSMAN | 44597 | TORQUE WRENCH | 69 | 86 | 93 | YES | NO | Check Range. Accredited ONLY Up to 250 FtLbs
CRAFTSMAN | 44599 | TORQUE ANALYZER | 138 | 173 | NA | NO | NO | 150 FT LB
CRAFTSMAN | 73754 | DMM HANDHELD | 126 | 158 | 170 | YES | NO
CRAFTSMAN | 82018 | DMM HANDHELD | 126 | 158 | 170 | YES | NO
CRAFTSMAN | 82040 | DMM HANDHELD | 126 | 158 | 170 | YES | NO
CRAFTSMAN | 82082 | DMM HANDHELD | 126 | 158 | 170 | YES | NO
CRAFTSMAN | 82139 | DMM HANDHELD | 126 | 158 | 170 | YES | NO
CRAFTSMAN | 82140 | DMM HANDHELD | 126 | 158 | 170 | YES | NO
CRAFTSMAN | 82141 | DMM HANDHELD | 126 | 158 | 170 | YES | NO
CRAFTSMAN | 82175 | DMM HANDHELD | 126 | 158 | 170 | YES | NO
CRAFTSMAN | 82314 | AC VOLTAGE DETECTOR HV HOT STICK | 126 | NA | NA | NO | NO | LVL4 Unless Tested to >=75% of Range
CRAFTSMAN | 82334 | MULTIMETER | 126 | 158 | 170 | YES | NO
CRAFTSMAN | 82337 | DMM HANDHELD | 126 | 158 | 170 | YES | NO
CRAFTSMAN | 82357 | DMM HANDHELD | 126 | 158 | 170 | YES | NO
CRAFTSMAN | 82372 | 400A AC CLAMP METER | 126 | 158 | 170 | YES | NO
CRAFTSMAN | 82400 | DMM HANDHELD | 126 | 158 | 170 | YES | NO
CRAFTSMAN | 244594 | TORQUE WRENCH | 69 | 86 | 93 | YES | NO | Check Range. Accredited ONLY Up to 250 FtLbs
CRAFTSMAN | 913918 | TORQUE WRENCH INDICATING | 69 | 86 | 93 | YES | NO | Check Range. Accredited ONLY Up to 250 FtLbs
CRAFTSMAN | 944439 | TORQUE WRENCH | 69 | 86 | 93 | YES | NO | Check Range. Accredited ONLY Up to 250 FtLbs
CRAFTSMAN | 944478 | TORQUE WRENCH | 69 | 86 | 93 | YES | NO | Check Range. Accredited ONLY Up to 250 FtLbs
CRAFTSMAN | 944541 | TORQUE WRENCH | 69 | 86 | 93 | YES | NO | Check Range. Accredited ONLY Up to 250 FtLbs
CRAFTSMAN | 944543 | TORQUE WRENCH | 69 | 86 | 93 | YES | NO | Check Range. Accredited ONLY Up to 250 FtLbs
CRAFTSMAN | 944593 | TORQUE WRENCH | 69 | 86 | 93 | YES | NO | Check Range. Accredited ONLY Up to 250 FtLbs
CRAFTSMAN | 944595 | TORQUE WRENCH | 69 | 86 | 93 | YES | NO | Check Range. Accredited ONLY Up to 250 FtLbs
CRAFTSMAN | 944596 | TORQUE WRENCH | 69 | 86 | 93 | YES | NO | Check Range. Accredited ONLY Up to 250 FtLbs
CRAFTSMAN | 0-1" | MICROMETER | 69 | 86 | 93 | YES | NO | 1 INCH
CRAFTSMAN | 0-6" | MICROMETER DEPTH | 69 | 86 | 93 | YES | NO
CRAFTSMAN | 1" | END ROD | 69 | 86 | NA | NO | NO | 1 INCH
CRAFTSMAN | 10-100LB | TORQUE WRENCH | 69 | 86 | 93 | YES | NO | 100 FT LB
CRAFTSMAN | 1-2" | MICROMETER | 69 | 86 | 93 | YES | NO | 2 INCH
CRAFTSMAN | 12" SQUARE | SQUARE | 69 | 86 | NA | NO | NO | 12 INCH
CRAFTSMAN | 2" | END ROD | 69 | 86 | NA | NO | NO | 2 INCH
CRAFTSMAN | 20-150 FT. LBS. | TORQUE WRENCH | 69 | 86 | 93 | YES | NO | Check Range. Accredited ONLY Up to 250 FtLbs
CRAFTSMAN | 2-3" | MICROMETER | 69 | 86 | 93 | YES | NO | 3 INCH
CRAFTSMAN | 25-250 Lb/In | TORQUE WRENCH | 69 | 86 | 93 | YES | NO | Check Range. Accredited ONLY Up to 250 FtLbs
CRAFTSMAN | 3" | END ROD | 69 | 86 | NA | NO | NO | 3 INCH
CRAFTSMAN | 30-150LB | TORQUE WRENCH | 69 | 86 | 93 | YES | NO | 150 FT LB
CRAFTSMAN | 3-4" | MICROMETER | 69 | 86 | 93 | YES | NO | 4 INCH
CRAFTSMAN | 4" | END ROD | 69 | 86 | NA | NO | NO | 4 INCH
CRAFTSMAN | 4-5" | MICROMETER | 69 | 86 | 93 | YES | NO | 5 INCH
CRAFTSMAN | 5" | END ROD | 69 | 86 | NA | NO | NO | 5 INCH
CRAFTSMAN | 500-196CR | CALIPER | 69 | 86 | 93 | YES | NO | 6 INCH
CRAFTSMAN | 5-6" | MICROMETER | 69 | 86 | 93 | YES | NO | 6 INCH
CRAFTSMAN | 5-80 Lb/Ft | TORQUE WRENCH | 69 | 86 | 93 | YES | NO | Check Range. Accredited ONLY Up to 250 FtLbs
CRAFTSMAN | 6" | CALIPER | 69 | 86 | 93 | YES | NO | 6 INCH
CRAFTSMAN | 75 Lbs/Ft | TORQUE WRENCH | 69 | 86 | 93 | YES | NO | Check Range. Accredited ONLY Up to 250 FtLbs
CRAFTSMAN | 80 Lb/Ft | TORQUE WRENCH | 69 | 86 | 93 | YES | NO | Check Range. Accredited ONLY Up to 250 FtLbs
CRAFTSMAN | 9-44593 | TORQUE WRENCH | 69 | 86 | 93 | YES | NO | Check Range. Accredited ONLY Up to 250 FtLbs
CRAFTSMAN | DT75 | TORQUE WRENCH | 69 | 86 | 93 | YES | NO | Check Range. Accredited ONLY Up to 250 FtLbs
CRAFTSMAN | TW-2 | TORQUE WRENCH | 69 | 86 | 93 | YES | NO | Check Range. Accredited ONLY Up to 250 FtLbs
CRAFTSMAN | Various | TORQUE WRENCH | 69 | 86 | 93 | YES | NO | Accredited ONLY up to 250 FT LBS
CRANE ELECTRONICS | 28.2 Nm | TORQUE TRANSDUCER | 138 | 173 | NA | NO | NO
CRANE ELECTRONICS | 2NM | TRANSDUCER | 138 | 173 | NA | NO | NO
CRANE ELECTRONICS | 5.65 Nm | TORQUE TRANSDUCER | 138 | 173 | NA | NO | NO
CRANE ELECTRONICS | TORQUESTAR III | TORQUE ANALYZER | 138 | 173 | NA | NO | NO
CRANE ELECTRONICS | TORQUESTAR OPTA | TORQUE TESTER | 138 | 173 | NA | NO | NO
CRANE ELECTRONICS | UTA-167-0-35 | STATIONARY TRANSDUCER | 138 | 173 | NA | NO | NO
CRESCENT | CLASS Y | RING GAUGE GO | 69 | 86 | NA | NO | NO | 0.300 INCH
CRESCENT GAUGE | 1/2-20 UNF 3B | THREAD PLUG GAUGE GO NOGO | 69 | 86 | NA | NO | NO
CRESS | UNKNOWN | OVEN | 378 | 473 | 510 | YES | NO | Accredited Up to +400oC
CREST | ULTRASONIC | ULTRASONIC CLEANER SPECIAL CAL | 173 | 216 | NA | NO | NO
CRITERION | DV-25V-5 | DIELECTRIC STRENGTH TESTER | 252 | 315 | 340 | YES | NO
CROMPTON | 0-30 VOLTS | PANEL METER | 126 | 158 | 170 | YES | NO | METER ONLY
CROMPTON | 262DDWU | PANEL METER | 126 | 158 | 170 | YES | NO | METER ONLY
CROSSBOW | CXL01LF3 | ACCELEROMETER | 154 | 193 | NA | NO | NO | DATA ONLY. Sens @ 100Hz
CROSSBOW | CXL04M3 | ACCELEROMETER | 154 | 193 | NA | NO | NO | DATA ONLY. Sens @ 100Hz
CROSSBOW | CXL102M3 | ACCELEROMETER | 154 | 193 | NA | NO | NO | DATA ONLY. Sens @ 100Hz
CROSSBOW | CXL10HF3 | ACCELEROMETER | 154 | 193 | NA | NO | NO | DATA ONLY. Sens @ 100Hz
CROUZE | 815 | TIMER | 126 | 158 | NA | NO | NO
CRYSTAL | 30PSIXP21 | PRESSURE GAUGE DIGITAL | 69 | 86 | NA | NO | NO | 30 PSI
CRYSTAL | 500PSIXP21 | PRESSURE GAUGE DIGITAL | 69 | 86 | NA | NO | NO | 500 PSI
CRYSTAL | IS33 | PRESSURE CALIBRATOR | 166 | 208 | NA | NO | NO
CRYSTAL | NV-3KPSI | PRESSURE MODULE 3000PSI | 166 | 208 | NA | NO | NO
CRYSTAL | RTD100 | RTD MODULE 100 OHMS | 210 | 263 | 284 | YES | NO
CRYSTAL | XP2i | PRESSURE GAUGE DIGITAL | 0 | 0 | NA | NO | NO | Price Based on Pressure Range
CSC | 3001 | CAPACITANCE METER | 168 | 210 | NA | NO | NO
CSC | 559T1-4M-3 | RELIEF VALVE | 69 | 86 | NA | NO | NO
CSE | 14" | CALIPER | 69 | 86 | 93 | YES | NO | 14 INCH
CST/BERGER | 55-SAL24ND | AUTOMATIC LEVEL | 69 | 86 | NA | NO | NO
CTC | C9970 | VOLTAGE DETECTOR | 0 | 0 | NA | NO | NO | Send to Applied Instruments
CUTLER-HAMMER | S140D481G01 | CIRCUIT BREAKER TEST SET AMPTECTOR | 504 | 630 | NA | NO | NO
CUTLER-HAMMER | S140D481G03 | DS BREAKER TEST SET | 504 | 630 | NA | NO | NO
CXR TELCOM | 5200 WITH 5256 | UNIVERSAL TRANSMISSION ANALYZER | 420 | 525 | NA | NO | NO
DA JIUN | 68022 | DIGITAL THERMOMETER | 168 | 210 | 227 | YES | NO
DAGE PRECISION INDUSTRIES | DAGE 4000 | PULL TESTER | 311 | 389 | NA | NO | NO
DAGE PRECISION INDUSTRIES | DAGE 5000 | PULL TESTER | 311 | 389 | NA | NO | NO
DALE TECH CORP. | DALE 13 | PATIENT SIMULATOR | 420 | 525 | 567 | YES | NO
DALE TECH CORP. | DALE 14 | PATIENT SIMULATOR MULTI PARAMETER | 420 | 525 | 567 | YES | NO
DANISENSE | DS600IDSA | CURRENT TRANSDUCER | 168 | 210 | 227 | YES | NO
DANISENSE | DS600UBSA-10 | CURRENT TRANSFORMER | 168 | 210 | 227 | YES | NO
DAQPRO | DB-5300 | DATALOGGER | 294 | 368 | 397 | YES | NO
DATA I/O | S106 | DC POWER SUPPLY DEVICE PROGRAMMER | 252 | 315 | 340 | YES | NO
DATA PRECISION | 938 | CAPACITANCE METER | 168 | 210 | NA | NO | NO
DATA PRECISION | 2480R | DMM BENCHTOP | 168 | 210 | 227 | YES | NO
DATA TRANSLATION | DT9837A | MULTI-FUNCTION DATA ACQUISITION MODULE | 294 | 368 | 397 | YES | NO
DATALOGIC | 8304 | SCALE | 124 | 155 | NA | NO | NO | 15 KG
DATALOGIC | 8305 | SCALE | 124 | 155 | NA | NO | NO | 15 KG
DATAPAQ | DP4046A | DATALOGGER TEMP | 294 | 368 | 397 | YES | NO
DATAPAQ | DP9064A | DATALOGGER TEMP COMPUTER | 294 | 368 | 397 | YES | NO
DATAPAQ | DQ1812A | DATA LOGGER | 294 | 368 | 397 | YES | NO
DATAPAQ | DQ1812B | DATA LOGGER | 294 | 368 | 397 | YES | NO
DATAPAQ | DQ1860A | DATA ACQUISITION UNIT | 294 | 368 | 397 | YES | NO
DATAPAQ | DQ1862B | DATA LOGGER | 294 | 368 | 397 | YES | NO
DATAPAQ | ET6061A | DATA ACQUISITION UNIT | 294 | 368 | 397 | YES | NO
DATAPAQ | XD0012A | DATA LOGGER | 294 | 368 | 397 | YES | NO
DATAQ | DI-2008 | Thermocouple and Voltage Data Acquisition System | 294 | 368 | 397 | YES | NO
DATAQ | DI-245 | DATALOGGER | 294 | 368 | 397 | YES | NO
DATAQ | DI-4208-U | High Speed USB Data Acquisition | 294 | 368 | 397 | YES | NO
DATAQ | DI-4730 | DATA ACQUISITION UNIT | 294 | 368 | 397 | YES | NO
DATAQ | DI-730-EN-B | DATALOGGER | 294 | 368 | 397 | YES | NO
DATEL | DVC-8500 | CALIBRATOR DC VOLTS | 252 | 315 | 340 | YES | NO | SAME AS CALIBRATORS INC
DATEL | DVC-8500A | CALIBRATOR DC VOLTS | 252 | 315 | 340 | YES | NO | SAME AS CALIBRATORS INC
DATRON WAVETEK | 4700 OPT 10, 20 | MULTIFUNCTION CALIBRATOR | 1092 | 1365 | 1474 | YES | NO
DAVIS | 0.625 - 2.00 | RADIUS GAUGE SET | 173 | 216 | NA | NO | NO
DAVIS | 2.0625 - 3.00 | RADIUS GAUGE SET | 173 | 216 | NA | NO | NO
DAVIS | 3.0625 - 4.00 | RADIUS GAUGE SET | 173 | 216 | NA | NO | NO
DAVIS | 4.0625 - 5.00 | RADIUS GAUGE SET | 173 | 216 | NA | NO | NO
DAVIS | 5.0625 - 6.00 | RADIUS GAUGE SET | 173 | 216 | NA | NO | NO
DAVIS | PERCEPTION II | HUMIDITY TEMP METER WEATHER STATION | 242 | 303 | NA | NO | NO
DAVIS INSTRUMENTS | 1046843-5 | THERMOCOUPLE | 126 | 158 | 170 | YES | NO
DAVIS INSTRUMENTS | 6150C | HUMIDITY TEMP METER WEATHER STATION | 242 | 303 | NA | NO | NO
DAVIS INSTRUMENTS | 6312C | HUMIDITY TEMP METER WEATHER STATION | 242 | 303 | NA | NO | NO
DAVIS INSTRUMENTS | TYPE K | TEMP PROBE THERMOCOUPLE | 126 | 158 | 170 | YES | NO | TYPE K
DCI INC | 1093 | TEMP CONTROLLER HEAT STAMP MACHINE | 126 | 158 | 170 | YES | NO
DDM NOVASTAR | 8S-LF | Wave Soldering Machine | 252 | 315 | 340 | YES | NO
DEDIENNE AEROSPACE | 9C1132G05 | LOAD TESTER | 168 | NA | NA | NO | NO
DEFELSKO | 6000-1 | COATING THICKNESS GAUGE | 76 | 95 | NA | NO | NO
DEFELSKO | POSITECTOR 5000 | COATING THICKNESS GAUGE | 76 | 95 | NA | NO | NO
DEFELSKO | POSITECTOR 6000 | COATING THICKNESS GAUGE | 76 | 95 | NA | NO | NO
DEFELSKO | POSITECTOR PC | COATING THICKNESS GAUGE | 76 | 95 | NA | NO | NO
DEFELSKO | POSITEST AT-M | ADHESION TESTER | 311 | 389 | NA | NO | NO
DEFELSKO | POSITEST DFT | COATING THICKNESS GAUGE | 76 | 95 | NA | NO | NO
DEGREE CONTROLS INC | UAS1100PC | AIR FLOW SENSOR | 207 | 259 | NA | NO | NO
DEGREE CONTROLS INC | UAS1200PC | AIR FLOW TEMP SENSOR | 207 | 259 | NA | NO | NO
DEGREE CONTROLS INC | UAS1200XS | AIR FLOW TEMP SENSOR | 207 | 259 | NA | NO | NO
DEKALB | 8-32 UNC-2B | THREAD PLUG GAUGE GO NOGO | 69 | 86 | NA | NO | NO
DEKTEC | DTA-2115 | ALL-STANDARD MODULATOR | 538 | 673 | NA | NO | NO
DEKTEC | DTA-2115B | ALL-STANDARD MODULATOR | 538 | 673 | NA | NO | NO
DEKTEC | DTU-215 | MODULATOR | 538 | 673 | NA | NO | NO
DEKTEC | DTU-315 | MODULATOR | 538 | 673 | NA | NO | NO
DELTA DESIGN | 6400 | OVEN TEMP CHAMBER HOT COLD | 378 | 473 | 510 | YES | NO | -70 to +270C
DELTA DESIGN | 9010 | TEMP CONTROLLER | 126 | 158 | 170 | YES | NO
DELTA DESIGN | 9023 | OVEN TEMP CHAMBER HOT COLD | 378 | 473 | 510 | YES | NO | -73 to +315C
DELTA DESIGN | 9028 | OVEN TEMP CHAMBER HOT COLD | 378 | 473 | 510 | YES | NO | -73 to +315C
DELTA DESIGN | 9039 | OVEN TEMP CHAMBER HOT COLD | 378 | 473 | 510 | YES | NO | -73 to +315C
DELTA DESIGN | 9059 | OVEN TEMP CHAMBER HOT COLD | 378 | 473 | 510 | YES | NO | -73 to +315C
DELTA DESIGN | 9064 | OVEN TEMP CHAMBER HOT COLD | 378 | 473 | 510 | YES | NO | -73 to +315C
DELTA DESIGN | 9076 | OVEN TEMP CHAMBER HOT COLD | 378 | 473 | 510 | YES | NO | -73 to +315C
DELTA DESIGN | 6400C | OVEN TEMP CHAMBER HOT COLD | 378 | 473 | 510 | YES | NO | Accredited Up to +400oC
DELTA ELECTRONICS | ESO3000-0.45 | DC POWER SUPPLY | 185 | 231 | 250 | YES | NO
DELTA OHM | HD2128.1 | THERMOCOUPLE THERMOMETER | 168 | 210 | 227 | YES | NO
DELTA REGIS TOOLS INC | ESL500 | TORQUE DRIVER | 69 | 86 | 93 | YES | NO | Check Range. Accredited ONLY Up to 250 FtLbs
DELTATRAK | 15036 | LASER THERMOMETER | 168 | 210 | NA | NO | NO
DELTATRAK | 15041 | INFRARED GUN THERMOMETER | 168 | 210 | NA | NO | NO
DELTATRON | 4534-B | ACCELEROMETER | 154 | 193 | NA | NO | NO | DATA ONLY. Sens @ 100Hz
DELTRONIC CORP. | 0.0374" | PLUG GAUGE | 69 | 86 | NA | NO | NO | 0.0374"
DELTRONIC CORP. | 0.050" CLASS X | PLUG GAUGE | 69 | 86 | NA | NO | NO
DELTRONIC CORP. | 0.100" CLASS X | PLUG GAUGE | 69 | 86 | NA | NO | NO
DELTRONIC CORP. | 0.125" CLASS X | PLUG GAUGE | 69 | 86 | NA | NO | NO
DELTRONIC CORP. | 0.8506" | PLUG GAUGE | 69 | 86 | NA | NO | NO | 0.8506"
DELTRONIC CORP. | 0.8507" | PLUG GAUGE | 69 | 86 | NA | NO | NO | 0.8507"
DELTRONIC CORP. | 0.8508" | PLUG GAUGE | 69 | 86 | NA | NO | NO | 0.8508"
DELTRONIC CORP. | 0.8509" | PLUG GAUGE | 69 | 86 | NA | NO | NO | 0.8509"
DELTRONIC CORP. | 0.8510" | PLUG GAUGE | 69 | 86 | NA | NO | NO | 0.8510"
DELTRONIC CORP. | 0.8511" | PLUG GAUGE | 69 | 86 | NA | NO | NO | 0.8511"
DELTRONIC CORP. | 0.8512" | PLUG GAUGE | 69 | 86 | NA | NO | NO | 0.8512"
DELTRONIC CORP. | 0.8513" | PLUG GAUGE | 69 | 86 | NA | NO | NO | 0.8513"
DELTRONIC CORP. | 0.8514" | PLUG GAUGE | 69 | 86 | NA | NO | NO | 0.8514"
DELTRONIC CORP. | 0.8515" | PLUG GAUGE | 69 | 86 | NA | NO | NO | 0.8515"
DELTRONIC CORP. | 0.8665" | PLUG GAUGE | 69 | 86 | NA | NO | NO | 0.8665"
DELTRONIC CORP. | 0.8670" | PLUG GAUGE | 69 | 86 | NA | NO | NO | 0.8670"
DELTRONIC CORP. | 0.9985" | PLUG GAUGE | 69 | 86 | NA | NO | NO | 0.9985"
DELTRONIC CORP. | 0.9990" | PLUG GAUGE | 69 | 86 | NA | NO | NO | 0.9990"
DELTRONIC CORP. | 1.0084" | PLUG GAUGE | 69 | 86 | NA | NO | NO | 1.0084"
DELTRONIC CORP. | 330A/DH14 | OPTICAL COMPARATOR | 276 | 345 | NA | NO | NO
DELTRONIC CORP. | DH214 | OPTICAL COMPARATOR | 276 | 345 | NA | NO | NO
DELTRONIC CORP. | IMAGE MASTER | OPTICAL COMPARATOR | 276 | 345 | NA | NO | NO
DELTRONIC CORP. | PPM25 / 0.7800mm | PLUG GAUGE SET | 110 | 138 | NA | NO | NO | 25 pc
DELTRONIC CORP. | PPM25 / 1.0300mm | PLUG GAUGE SET | 110 | 138 | NA | NO | NO | 25 pc
DELTRONIC CORP. | PPM25 / 1.4800mm | PLUG GAUGE SET | 110 | 138 | NA | NO | NO | 25 pc
DELTRONIC CORP. | PPM25 / 2.5000mm | PLUG GAUGE SET | 110 | 138 | NA | NO | NO | 25 pc
DELTRONIC CORP. | PPM25 / 3.5200mm | PLUG GAUGE SET | 110 | 138 | NA | NO | NO | 25 pc
DELTRONIC CORP. | PPM25 / 4.7300mm | PLUG GAUGE SET | 110 | 138 | NA | NO | NO | 25 pc
DELTRONIC CORP. | TP25 / 0.0330" | PLUG GAUGE SET | 110 | 138 | NA | NO | NO | 25 pc
DELTRONIC CORP. | TP25 / 0.0380" | PLUG GAUGE SET | 110 | 138 | NA | NO | NO | 25 pc
DELTRONIC CORP. | TP25 / 0.0385" NOMINAL | PLUG GAUGE SET | 110 | 138 | NA | NO | NO | 25 pc
DELTRONIC CORP. | TP25 / 0.0550" | PLUG GAUGE SET | 110 | 138 | NA | NO | NO | 25 pc
DELTRONIC CORP. | TP25 / 0.0670" | PLUG GAUGE SET | 110 | 138 | NA | NO | NO | 25 pc
DELTRONIC CORP. | TP25 / 0.0878" | PLUG GAUGE SET | 110 | 138 | NA | NO | NO | 25 pc
DELTRONIC CORP. | TP25 / 0.0880" | PLUG GAUGE SET | 110 | 138 | NA | NO | NO | 25 pc
DELTRONIC CORP. | TP25 / 0.0937" NOMINAL | PLUG GAUGE SET | 110 | 138 | NA | NO | NO | 25 pc
DELTRONIC CORP. | TP25 / 0.100" | PLUG GAUGE SET | 110 | 138 | NA | NO | NO | 25 pc
DELTRONIC CORP. | TP25 / 0.1094" | PLUG GAUGE SET | 110 | 138 | NA | NO | NO | 25 pc
DELTRONIC CORP. | TP25 / 0.1225 NOMINAL | PLUG GAUGE SET | 110 | 138 | NA | NO | NO | 25 pc
DELTRONIC CORP. | TP25 / 0.1260" | PLUG GAUGE SET | 110 | 138 | NA | NO | NO | 25 pc
DELTRONIC CORP. | TP25 / 0.1308" | PLUG GAUGE SET | 110 | 138 | NA | NO | NO | 25 pc
DELTRONIC CORP. | TP25 / 0.1475 | PLUG GAUGE SET | 110 | 138 | NA | NO | NO | 25 pc
DELTRONIC CORP. | TP25 / 0.1562" | PLUG GAUGE SET | 110 | 138 | NA | NO | NO | 25 pc
DELTRONIC CORP. | TP25 / 0.2500" | PLUG GAUGE SET | 110 | 138 | NA | NO | NO | 25 pc
DELTRONIC CORP. | TP25 / 0.2505 | PLUG GAUGE SET | 110 | 138 | NA | NO | NO | 25 pc
DELTRONIC CORP. | TP25 / 0.3750" | PLUG GAUGE SET | 110 | 138 | NA | NO | NO | 25 pc
DELTRONIC CORP. | TP25 / 0.4365" | PLUG GAUGE SET | 110 | 138 | NA | NO | NO | 25 pc
DELTRONIC CORP. | TP25 / 0.5000" | PLUG GAUGE SET | 110 | 138 | NA | NO | NO | 25 pc
DELTRONIC CORP. | TP25 / 0.5625" | PLUG GAUGE SET | 110 | 138 | NA | NO | NO | 25 pc
DELTRONIC CORP. | TP25 / 0.6250" | PLUG GAUGE SET | 110 | 138 | NA | NO | NO | 25 pc
DELTRONIC CORP. | TP25 / 0.8665" | PLUG GAUGE SET | 110 | 138 | NA | NO | NO | 25 pc
DELTRONIC CORP. | TP25 / 0.907" | PLUG GAUGE SET | 110 | 138 | NA | NO | NO | 25 pc
DEN-ON | RD-500SII | REWORK STATION | 252 | 315 | 340 | YES | NO
DENT | ELITEPRO XC | POWER METER | 294 | 368 | 397 | YES | NO
DENVER INSTRUMENTS | 802002.2 | WEIGHT | 83 | 104 | NA | NO | NO | 20 g
DENVER INSTRUMENTS | 820005.2 | WEIGHT | 83 | 104 | NA | NO | NO | 5 KG
DENVER INSTRUMENTS | 820050.1 | WEIGHT | 83 | 104 | NA | NO | NO | 50 g
DENVER INSTRUMENTS | 100 g | WEIGHT | 83 | 104 | NA | NO | NO
DENVER INSTRUMENTS | MXX-10 | SCALE | 124 | 155 | NA | NO | NO | 10 KG
DENVER INSTRUMENTS | MXX-123 | SCALE | 207 | 259 | 279 | YES | NO | 120 g
DENVER INSTRUMENTS | MXX-2001 | SCALE | 124 | 155 | NA | NO | NO | 2 KG
DENVER INSTRUMENTS | MXX-212 | SCALE | 207 | 259 | 279 | YES | NO | 210 g
DENVER INSTRUMENTS | MXX-412 | SCALE | 207 | 259 | NA | NO | NO | 410 g
DENVER INSTRUMENTS | MXX-5 | SCALE | 124 | 155 | NA | NO | NO | 5 KG
DENVER INSTRUMENTS | MXX-5001 | SCALE | 124 | 155 | NA | NO | NO | 5 KG
DENVER INSTRUMENTS | MXX-601 | SCALE | 207 | 259 | NA | NO | NO | 600 g
DENVER INSTRUMENTS | MXX-612 | SCALE | 207 | 259 | NA | NO | NO | 610 g
DENVER INSTRUMENTS | XE-310 | SCALE | 207 | 259 | 279 | YES | NO | 310 g
DENVER INSTRUMENTS | XE-3100D | SCALE | 207 | 259 | 279 | YES | NO | 310 g
DENVER INSTRUMENTS | XE-4100 | SCALE | 124 | 155 | NA | NO | NO | 4100 g
DENVER INSTRUMENTS | XE-410D | SCALE | 207 | 259 | NA | NO | NO | 410 g
DENVER INSTRUMENTS | XE-510 | SCALE | 207 | 259 | NA | NO | NO | 510 g
DENVER INSTRUMENTS | XS-210 | SCALE | 207 | 259 | 279 | YES | NO | 210 g
DENVER INSTRUMENTS | XS-2100 | SCALE | 124 | 155 | NA | NO | NO | 2100 g
DENVER INSTRUMENTS | XS-310D | SCALE | 207 | 259 | 279 | YES | NO | 310 g
DENVER INSTRUMENTS | XS-410 | SCALE | 207 | 259 | NA | NO | NO | 410 g
DEPRAG | 345-7258U | TORQUE DRIVER | 69 | 86 | 93 | YES | NO | Check Range. Accredited ONLY Up to 250 FtLbs
DESCO CHARLES WATER | 07010 | ESD CALIBRATION UNIT | 210 | 263 | 284 | YES | NO | MU P/F Res Values
DESCO CHARLES WATER | 10176 | CALIBRATION UNIT | 210 | 263 | 284 | YES | NO | MU P/F Res Values
DESCO CHARLES WATER | 19101 | MINI ZERO VOLT MONITOR | 168 | 210 | NA | NO | NO
DESCO CHARLES WATER | 19200 | WRIST STRAP MONITOR | 84 | 105 | NA | NO | NO
DESCO CHARLES WATER | 19212 | ESD WORKSTATION MONITOR | 84 | 105 | NA | NO | NO
DESCO CHARLES WATER | 19217 | ESD WORKSTATION MONITOR | 84 | 105 | NA | NO | NO
DESCO CHARLES WATER | 19218 | ESD WORKSTATION MONITOR | 84 | 105 | NA | NO | NO
DESCO CHARLES WATER | 19219 | GROUND HUB MONITOR | 84 | 105 | NA | NO | NO
DESCO CHARLES WATER | 19228 | CONTINUOUS MONITOR, MULTI-MOUNT 120V | 84 | 105 | NA | NO | NO
DESCO CHARLES WATER | 19239 | ESD WORKSTATION MONITOR | 84 | 105 | NA | NO | NO
DESCO CHARLES WATER | 19240 | ESD WRIST/FOOTSTRAP TESTER | 84 | 105 | NA | NO | NO
DESCO CHARLES WATER | 19242 | WRIST STRAP MONITOR | 84 | 105 | NA | NO | NO
DESCO CHARLES WATER | 19243 | WRIST STRAP MONITOR | 84 | 105 | NA | NO | NO
DESCO CHARLES WATER | 19246 | CONTINUOUS MONITOR | 84 | 105 | NA | NO | NO
DESCO CHARLES WATER | 19250 | ESD WRIST/FOOTSTRAP TESTER | 84 | 105 | NA | NO | NO
DESCO CHARLES WATER | 19278 | COMBO TESTER X3-WRIST /FOOTWEAR | 84 | 105 | NA | NO | NO
DESCO CHARLES WATER | 19279 | COMBO TESTER | 84 | 105 | NA | NO | NO
DESCO CHARLES WATER | 19280 | ESD WRIST/FOOTSTRAP TESTER | 84 | 105 | NA | NO | NO
DESCO CHARLES WATER | 19290 | DIGITAL SURFACE RESISTANCE METER | 168 | 210 | 227 | YES | NO | MU on Res Rdgs <100 MW
DESCO CHARLES WATER | 19310 | ESD WRIST STRAP TESTER | 84 | 105 | NA | NO | NO
DESCO CHARLES WATER | 19325 | CONTINUOUS MONITOR | 84 | 105 | NA | NO | NO
DESCO CHARLES WATER | 19350 | ESD WRIST STRAP TESTER | 84 | 105 | NA | NO | NO
DESCO CHARLES WATER | 19440 | CHARGING UNIT | 168 | 210 | NA | NO | NO
DESCO CHARLES WATER | 19493 | ESD FIELD METER | 168 | 210 | NA | NO | NO
DESCO CHARLES WATER | 19495 | ESD FIELD METER | 168 | 210 | NA | NO | NO
DESCO CHARLES WATER | 19500 | IONIZING AIR BLOWER | 168 | 210 | NA | NO | NO
DESCO CHARLES WATER | 19635 | ESD SURFACE RESISTANCE METER | 168 | 210 | 227 | YES | NO | MU on Res Rdgs <100 MW
DESCO CHARLES WATER | 19640 | SURFACE RESISTANCE CHECKER | 168 | 210 | 227 | YES | NO | MU on Res Rdgs <100 MW
DESCO CHARLES WATER | 19650 | ESD SURFACE RESISTANCE METER | 168 | 210 | 227 | YES | NO | MU on Res Rdgs <100 MW
DESCO CHARLES WATER | 19651 | MULTI MOUNT ESD MONITOR | 84 | 105 | NA | NO | NO
DESCO CHARLES WATER | 19770 | ESD SURFACE RESISTANCE METER | 168 | 210 | 227 | YES | NO | MU on Res Rdgs <100 MW
DESCO CHARLES WATER | 19780 | SURFACE RESISTANCE METER | 168 | 210 | 227 | YES | NO | MU on Res Rdgs <100 MW
DESCO CHARLES WATER | 19781 | ESD SURFACE RESISTANCE METER | 168 | 210 | 227 | YES | NO | MU on Res Rdgs <100 MW
DESCO CHARLES WATER | 19784 | ESD SURFACE RESISTANCE METER | 168 | 210 | 227 | YES | NO | MU on Res Rdgs <100 MW
DESCO CHARLES WATER | 19786 | SURFACE RESISTANCE CHECKER | 168 | 210 | 227 | YES | NO | MU on Res Rdgs <100 MW
DESCO CHARLES WATER | 50424 | LIMIT COMPARATOR | 210 | 263 | 284 | YES | NO | MU P/F Res Values
DESCO CHARLES WATER | 50440 | ESD SURFACE RESISTANCE METER | 168 | 210 | 227 | YES | NO | MU on Res Rdgs <100 MW
DESCO CHARLES WATER | 50512 | ESD CALIBRATION UNIT | 210 | 263 | 284 | YES | NO | MU P/F Res Values
DESCO CHARLES WATER | 50524 | LIMIT COMPARATOR | 210 | 263 | 284 | YES | NO | MU P/F Res Values
DESCO CHARLES WATER | 50610 | ESD IONIZER CALIBRATION UNIT | 294 | 368 | 397 | YES | NO | MU Meter Volts only
DESCO CHARLES WATER | 50663 | IONIZING AIR BLOWER | 168 | 210 | NA | NO | NO
DESCO CHARLES WATER | 60505 | BENCHTOP IONIZER | 168 | 210 | NA | NO | NO
DESCO CHARLES WATER | 95402 | ESD WRIST/FOOTSTRAP TESTER | 84 | 105 | NA | NO | NO
DESCO CHARLES WATER | 98220 | ESD MONITOR CALIBRATION UNIT | 210 | 263 | 284 | YES | NO | MU P/F Res Values
DESCO CHARLES WATER | 98221 | CONTINUOUS MONITOR VERIFICATION TESTER | 210 | 263 | 284 | YES | NO | MU P/F Res Values
DESCO CHARLES WATER | 98225 | ESD WORKSTATION MONITOR | 84 | 105 | NA | NO | NO
DESCO CHARLES WATER | 98227 | ESD WORKSTATION MONITOR | 84 | 105 | NA | NO | NO
DESCO CHARLES WATER | 98250 | ESD WRIST/FOOTSTRAP TESTER | 84 | 105 | NA | NO | NO
DESCO CHARLES WATER | 50196-1 | WRIST STRAP TESTER | 84 | 105 | NA | NO | NO
DESCO CHARLES WATER | A50070 | ESD SURFACE RESISTANCE METER | 168 | 210 | 227 | YES | NO | MU on Res Rdgs <100 MW
DESCO CHARLES WATER | A98100 | ESD WRIST STRAP TESTER | 84 | 105 | NA | NO | NO
DESCO CHARLES WATER | A98250 | ESD WRIST/FOOTSTRAP TESTER | 84 | 105 | NA | NO | NO
DESCO CHARLES WATER | CP903 | ESD WRIST STRAP TESTER | 84 | 105 | NA | NO | NO
DESCO CHARLES WATER | CP903A | ESD WRIST STRAP TESTER | 84 | 105 | NA | NO | NO
DESCO CHARLES WATER | CTM051 | GROUND PRO METER | 168 | 210 | 227 | YES | NO | MU on Res Rdgs <100 MW
DESCO CHARLES WATER | P1210 | ESD FIELD METER | 168 | 210 | NA | NO | NO
DESCO CHARLES WATER | P6274 | ESD MAT | 84 | 105 | NA | NO | NO
DESCO CHARLES WATER | STATFREE | ESD MAT | 84 | 105 | NA | NO | NO
DESCO CHARLES WATER | STATIC MAT | STATIC MAT | 84 | 105 | NA | NO | NO
DESCO CHARLES WATER | T2 | ESD MAT | 84 | 105 | NA | NO | NO
DESPATCH | 8086 | TEMP CONTROLLER | 126 | 158 | 170 | YES | NO
DESPATCH | 8368 | HUMIDITY CONTROLLER | 242 | 303 | NA | NO | NO
DESPATCH | LAC1-38A-4 | OVEN | 378 | 473 | 510 | YES | NO | Accredited Up to +400oC
DESPATCH | LBB1-69A-1 | OVEN | 378 | 473 | 510 | YES | NO | Accredited Up to +400oC
DESPATCH | RBC1-50 | Environmental Test Chamber | 378 | 473 | 510 | YES | NO | Accredited Up to +400oC
DETECTO | 8850 | SCALE LARGE | 345 | 431 | NA | NO | NO | 800 LB - Not Normally Available
DETECTO | AP-10 | SCALE | 124 | 155 | NA | NO | NO | 10 LB
DETECTO | AP-20 | SCALE | 124 | 155 | NA | NO | NO | 20 LB
DETECTO | AP-4K | SCALE | 124 | 155 | NA | NO | NO | 4 KG
DETECTO | AP-6 | SCALE | 124 | 155 | NA | NO | NO | 6 LB
DETECTO | AP-8 | SCALE | 124 | 155 | NA | NO | NO | 8 LB
DETECTO | CN20L | SCALE LARGE | 207 | 259 | NA | NO | NO | 399.8 LB - In Lab Only
DETROIT | VB-600-T | TORQUE WRENCH | 69 | 86 | NA | NO | NO | 600 FT LB
DEUTSCH | DTT-16-01 | CRIMPER | 69 | 86 | NA | NO | NO
DEUTSCH | DTT-20-00 | CRIMPER | 69 | 86 | NA | NO | NO
DEVORE AVIATION CORP OF AMER | FMG4400D | TACHOMETER STROBE | 210 | 263 | NA | NO | NO
DIATEST | 0.040" | INDICATOR DIAL | 69 | 86 | NA | NO | NO | 0.040 INCH
DICKSON | DR PR8, 0-200PSI | PRESSURE CHART RECORDER | 173 | 216 | NA | NO | NO
DICKSON | FH320 | HUMIDITY TEMP DATALOGGER | 242 | 303 | NA | NO | NO
DICKSON | FH-525 | HUMIDITY TEMP DATALOGGER | 242 | 303 | NA | NO | NO
DICKSON | HT300 | TEMP. DATA LOGGER | 294 | 368 | 397 | YES | NO
DICKSON | KT802 | CHART RECORDER TEMP | 252 | 315 | 340 | YES | NO
DICKSON | KTX | CHART RECORDER TEMP | 252 | 315 | 340 | YES | NO
DICKSON | PR8200PB24S | PRESSURE CHART RECORDER | 173 | 216 | NA | NO | NO | 200 PSI
DICKSON | PRO SERIES | HUMIDITY TEMP DATALOGGER | 242 | 303 | NA | NO | NO
DICKSON | PRPR8, 0/200P | PSI RECORDER | 173 | 216 | NA | NO | NO
DICKSON | PW474 | CHART RECORDER | 173 | 216 | NA | NO | NO
DICKSON | RTRH | Temperature and Humidity Sensor | 242 | 303 | NA | NO | NO
DICKSON | SC8-120-B-7 | CHART RECORDER TEMP | 252 | 315 | 340 | YES | NO
DICKSON | SK4350C7 | CHART RECORDER | 242 | 303 | NA | NO | NO
DICKSON | SL4100 | CHART RECORDER TEMP | 252 | 315 | 340 | YES | NO
DICKSON | SL4100F7 | CHART RECORDER TEMP | 252 | 315 | 340 | YES | NO
DICKSON | SL4120F7 | CHART RECORDER TEMP | 252 | 315 | 340 | YES | NO
DICKSON | SL4350 | CHART RECORDER | 252 | 315 | 340 | YES | NO
DICKSON | SL445C7 | CHART RECORDER TEMP | 252 | 315 | 340 | YES | NO
DICKSON | SM320 | DATA RECORDER | 294 | 368 | 397 | YES | NO
DICKSON | SP100 | DATALOGGER | 294 | 368 | 397 | YES | NO
DICKSON | SP125 | DATALOGGER TEMP | 294 | 368 | 397 | YES | NO
DICKSON | TH300 | HUMIDITY TEMP METER | 242 | 303 | NA | NO | NO
DICKSON | TH550 | TEMPERATURE/HUMIDITY METER | 242 | 303 | NA | NO | NO
DICKSON | TH601 | CHART RECORDER TEMP | 252 | 315 | 340 | YES | NO
DICKSON | TH622 | HUMIDITY TEMP CHART RECORDER | 242 | 303 | NA | NO | NO
DICKSON | TH803 | HUMIDITY TEMP CHART RECORDER | 242 | 303 | NA | NO | NO
DICKSON | TH8-7C | CHART RECORDER TEMP | 252 | 315 | 340 | YES | NO
DICKSON | TH8-7F | HUMIDITY TEMP CHART RECORDER | 242 | 303 | NA | NO | NO
DICKSON | TH8P2 | CHART RECORDER | 242 | 303 | NA | NO | NO
DICKSON | THDX | HUMIDITY TEMP CHART RECORDER | 242 | 303 | NA | NO | NO
DICKSON | THV97 | HUMIDITY TEMP CHART RECORDER | 242 | 303 | NA | NO | NO
DICKSON | TP125 | TEMPERATURE/HUMIDITY GAGE | 242 | 303 | NA | NO | NO
DICKSON | TP425 | USB Temperature/Humidity Datalogger | 242 | 303 | NA | NO | NO
DICON | GP700 | SWITCH FIBER OPTIC | 210 | 263 | NA | NO | NO
DIDSBURY | 91/263 | FISHPOLE HOIST | 173 | 216 | NA | NO | NO
DIGI MATEX | DC-120 | SCALE | 124 | 155 | NA | NO | NO | 100 LB
DIGI MATEX | DC-130 | SCALE | 124 | 155 | NA | NO | NO | 15 LB
DIGI MATEX | DC-190 | SCALE | 124 | 155 | NA | NO | NO | 100 LB
DIGI MATEX | DC-191S | SCALE | 124 | 155 | NA | NO | NO | 100 LB
DIGI MATEX | DC-788 | SCALE | 124 | 155 | NA | NO | NO | 100 LB
DIGI MATEX | DS410 | SCALE | 207 | 259 | NA | NO | NO | 150 LB - In Lab Only
DIGI MATEX | DS570 | SCALE | 124 | 155 | NA | NO | NO | 15 LB
DIGI MATEX | S-TL | SCALE LARGE X | 345 | 431 | NA | NO | NO | 1000 LB - Not Normally Available
DIGI-MET | N/A | INDICATOR DIGITAL | 69 | 86 | NA | NO | NO
DIGI-PAS | DWL-1300XY | LEVEL DIGITAL | 69 | 86 | NA | NO | NO
DIGI-PAS | DWL-1500XY | LEVEL DIGITAL | 69 | 86 | NA | NO | NO
DIGI-PAS | DWL-2000XY | LEVEL DIGITAL | 69 | 86 | NA | NO | NO
DIGI-PAS | DWL-280 | LEVEL DIGITAL | 69 | 86 | NA | NO | NO
DIGI-PAS | DWL-3000XY | LEVEL DIGITAL | 69 | 86 | NA | NO | NO
DIGI-SENSE | 86460-03 | DIGITAL THERMOMETER | 168 | 210 | 227 | YES | NO
DIGI-SENSE | 86460-05 | DIGITAL THERMOMETER | 168 | 210 | 227 | YES | NO
DIGI-SENSE | TEMP-10 | THERMOCOUPLE THERMOMETER, TYPE T | 168 | 210 | 227 | YES | NO
DIGI-SENSE | TYPE K | THERMOCOUPLE | 126 | 158 | 170 | YES | NO
DIGITAL | KG85 | TEMP CONTROLLER | 126 | 158 | 170 | YES | NO
DIGITAL LIGHTWAVE | NIC NXG-A11 | NETWORK INFORMATION COMPUTER | 210 | 263 | NA | NO | NO
DIGITAL PRECISION CORP | EZ3-300MV | DPC 2000 STEREO SCOPE | 276 | 345 | NA | NO | NO
DIGITRON | T200KC | TEMP METER THERMOCOUPLE | 168 | 210 | 227 | YES | NO
DIGITRON INSTR | 4501 | TEMP METER THERMOCOUPLE | 168 | 210 | 227 | YES | NO
DILL | 8844 | PRESSURE GAUGE | 69 | 86 | NA | NO | NO | 400 PSI
DILL | 400 PSI | PRESSURE GAUGE | 69 | 86 | NA | NO | NO | 400 PSI
DILLON | 0-15,000 LBS | FORCE GAUGE | 138 | 173 | NA | NO | NO
DILLON | 0-4000 KG | FORCE GAUGE | 138 | 173 | NA | NO | NO
DILLON | 0-8000 LBS | FORCE GAUGE | 138 | 173 | NA | NO | NO
DILLON | 30006-0084 | DYNAMOMETER | 138 | 173 | NA | NO | NO
DILLON | 30446-0033 | FORCE GAUGE | 138 | 173 | NA | NO | NO
DILLON | 500 Lbs | FORCE GAUGE | 138 | 173 | NA | NO | NO
DILLON | 8000 LB | FORCE GAUGE | 138 | 173 | NA | NO | NO
DILLON | AFG1000N | FORCE GAUGE | 138 | 173 | NA | NO | NO
DILLON | EDJUNIOR | DYNAMOMETER | 138 | 173 | NA | NO | NO
DILLON | GTX | FORCE GAUGE | 138 | 173 | NA | NO | NO
DILLON | 'X' | FORCE GAUGE | 138 | 173 | NA | NO | NO
DIU | 600 PSI | PRESSURE GAUGE | 69 | 86 | NA | NO | NO | 600 PSI
DIXON BOSS | GL340 | PRESSURE GAUGE | 69 | 86 | NA | NO | NO | 200 PSI
DMC | AF8 | CRIMPER | 69 | 86 | NA | NO | NO
DMC | AFM8 | CRIMPER | 69 | 86 | NA | NO | NO
DMC | DCT-4-102 | CRIMPER | 69 | 86 | NA | NO | NO
DMC | FT8 | CRIMPER | 69 | 86 | NA | NO | NO
DMC | GMT201 | CRIMPER | 69 | 86 | NA | NO | NO
DMC | GMT208 | CRIMPER | 69 | 86 | NA | NO | NO
DMC | GMT221 | CRIMPER | 69 | 86 | NA | NO | NO
DMC | GMT232 | CRIMPER | 69 | 86 | NA | NO | NO
DMC | HD51 | CRIMPER | 69 | 86 | NA | NO | NO
DMC | HD51-105 | CRIMPER | 69 | 86 | NA | NO | NO
DMC | HD51-106 | CRIMPER | 69 | 86 | NA | NO | NO
DMC | HD51-107 | CRIMPER | 69 | 86 | NA | NO | NO
DMC | HD51-113 | CRIMPER | 69 | 86 | NA | NO | NO
DMC | HD51-114N | CRIMPER | 69 | 86 | NA | NO | NO
DMC | HD51-115N | CRIMPER | 69 | 86 | NA | NO | NO
DMC | HD51-116N | CRIMPER | 69 | 86 | NA | NO | NO
DMC | HD51-117N | CRIMPER | 69 | 86 | NA | NO | NO
DMC | HD51-122N | CRIMPER | 69 | 86 | NA | NO | NO
DMC | HD51-124N | CRIMPER | 69 | 86 | NA | NO | NO
DMC | HD51-125N | CRIMPER | 69 | 86 | NA | NO | NO
DMC | HD51-128 | CRIMPER | 69 | 86 | NA | NO | NO
DMC | HD51-129 | CRIMPER | 69 | 86 | NA | NO | NO
DMC | HPT-200 | FORCE GAUGE PUSH PULL | 138 | 173 | NA | NO | NO
DMC | HX4 | CRIMPER | 69 | 86 | NA | NO | NO
DMC | LH8 | CRIMPER | 69 | 86 | NA | NO | NO
DMC | M22520/1-01 | CRIMPER | 69 | 86 | NA | NO | NO
DMC | M22520/2-01 | CRIMPER | 69 | 86 | NA | NO | NO
DMC | M22520/23-02 | CRIMPER | 69 | 86 | NA | NO | NO
DMC | M22520/23-03 | CRIMPER | 69 | 86 | NA | NO | NO
DMC | M22520/23-04 | CRIMPER | 69 | 86 | NA | NO | NO
DMC | M22520/23-05 | CRIMPER | 69 | 86 | NA | NO | NO
DMC | M22520/31-01 | CRIMPER | 69 | 86 | NA | NO | NO
DMC | M22520/34-01 | CRIMPER | 69 | 86 | NA | NO | NO
DMC | M22520/37-01 | CRIMPER | 69 | 86 | NA | NO | NO
DMC | M22520/4-01 | CRIMPER | 69 | 86 | NA | NO | NO
DMC | M22520/5-01 | CRIMPER | 69 | 86 | NA | NO | NO
DMC | M22520/5-25 | CRIMPER | 69 | 86 | NA | NO | NO
DMC | M22520/7-01 | CRIMPER | 69 | 86 | NA | NO | NO
DMC | M309 | CRIMPER | 69 | 86 | NA | NO | NO
DMC | M310 | CRIMPER | 69 | 86 | NA | NO | NO
DMC | M83507/8-01 | CRIMPER | 69 | 86 | NA | NO | NO
DMC | MS22520/5-01 | CRIMPER | 69 | 86 | NA | NO | NO
DMC | PT-100 | CRIMP PULL TESTER WIRE | 138 | 173 | NA | NO | NO
DMC | SCTR323 | SAFE-T-CABLE PLIERS | 69 | 86 | NA | NO | NO
DMC | WA27XE-EP | CRIMPER | 69 | 86 | NA | NO | NO
DMC | X157S | CRIMPER | 69 | 86 | NA | NO | NO
DMC | Y102 | CRIMPER | 69 | 86 | NA | NO | NO
DMC | Y110 | CRIMPER | 69 | 86 | NA | NO | NO
DMC | Y110P | CRIMPER | 69 | 86 | NA | NO | NO
DMC | Y117 | CRIMPER | 69 | 86 | NA | NO | NO
DMC | Y136 | CRIMPER | 69 | 86 | NA | NO | NO
DMC | Y137 | CRIMPER | 69 | 86 | NA | NO | NO
DMC | Y138 | CRIMPER | 69 | 86 | NA | NO | NO
DMC | Y139 | CRIMPER | 69 | 86 | NA | NO | NO
DMC | Y140 | CRIMPER | 69 | 86 | NA | NO | NO
DMC | Y141 | CRIMPER | 69 | 86 | NA | NO | NO
DMC | Y142 | CRIMPER | 69 | 86 | NA | NO | NO
DMC | Y143 | CRIMPER | 69 | 86 | NA | NO | NO
DMC | Y144 | CRIMPER | 69 | 86 | NA | NO | NO
DMC | Y145 | CRIMPER | 69 | 86 | NA | NO | NO
DMC | Y146 | CRIMPER | 69 | 86 | NA | NO | NO
DMC | Y147 | CRIMPER | 69 | 86 | NA | NO | NO
DMC | Y148 | CRIMPER | 69 | 86 | NA | NO | NO
DMC | Y149 | CRIMPER | 69 | 86 | NA | NO | NO
DMC | Y150 | CRIMPER | 69 | 86 | NA | NO | NO
DMC | Y151 | CRIMPER | 69 | 86 | NA | NO | NO
DMC | Y152 | CRIMPER | 69 | 86 | NA | NO | NO
DMC | Y1560 | CRIMPER | 69 | 86 | NA | NO | NO
DMC | Y1561 | CRIMPER | 69 | 86 | NA | NO | NO
DMC | Y157 | CRIMPER | 69 | 86 | NA | NO | NO
DMC | Y174 | CRIMPER | 69 | 86 | NA | NO | NO
DMC | Y1757 | CRIMPER | 69 | 86 | NA | NO | NO
DMC | Y178 | CRIMPER | 69 | 86 | NA | NO | NO
DMC | Y187 | CRIMPER | 69 | 86 | NA | NO | NO
DMC | Y189 | CRIMPER | 69 | 86 | NA | NO | NO
DMC | Y193 | CRIMPER | 69 | 86 | NA | NO | NO
DMC | Y195 | CRIMPER | 69 | 86 | NA | NO | NO
DMC | Y196 | CRIMPER | 69 | 86 | NA | NO | NO
DMC | Y197 | CRIMPER | 69 | 86 | NA | NO | NO
DMC | Y203 | CRIMPER | 69 | 86 | NA | NO | NO
DMC | Y205 | CRIMPER | 69 | 86 | NA | NO | NO
DMC | Y205P | CRIMPER | 69 | 86 | NA | NO | NO
DMC | Y206P | CRIMPER | 69 | 86 | NA | NO | NO
DMC | Y209P | CRIMPER | 69 | 86 | NA | NO | NO
DMC | Y212 | CRIMPER | 69 | 86 | NA | NO | NO
DMC | Y215 | CRIMPER | 69 | 86 | NA | NO | NO
DMC | Y216 | CRIMPER | 69 | 86 | NA | NO | NO
DMC | Y227 | CRIMPER | 69 | 86 | NA | NO | NO
DMC | Y249 | CRIMPER | 69 | 86 | NA | NO | NO
DMC | Y284 | CRIMPER | 69 | 86 | NA | NO | NO
DMC | Y285 | CRIMPER | 69 | 86 | NA | NO | NO
DMC | Y297 | CRIMPER | 69 | 86 | NA | NO | NO
DMC | Y313 | CRIMPER | 69 | 86 | NA | NO | NO
DMC | Y314P | CRIMPER | 69 | 86 | NA | NO | NO
DMC | Y321 | CRIMPER | 69 | 86 | NA | NO | NO
DMC | Y334 | CRIMPER | 69 | 86 | NA | NO | NO
DMC | Y389 | CRIMPER | 69 | 86 | NA | NO | NO
DMC | Y414 | CRIMPER | 69 | 86 | NA | NO | NO
DMC | Y415 | CRIMPER | 69 | 86 | NA | NO | NO
DMC | Y419 | CRIMPER | 69 | 86 | NA | NO | NO
DMC | Y420 | CRIMPER | 69 | 86 | NA | NO | NO
DMC | Y421 | CRIMPER | 69 | 86 | NA | NO | NO
DMC | Y501 | CRIMPER | 69 | 86 | NA | NO | NO
DMC | Y516 | CRIMPER | 69 | 86 | NA | NO | NO
DMC | Y524 | CRIMPER | 69 | 86 | NA | NO | NO
DMC | Y537 | CRIMPER | 69 | 86 | NA | NO | NO
DMC | Y539 | CRIMPER | 69 | 86 | NA | NO | NO
DMC | Y540 | CRIMPER | 69 | 86 | NA | NO | NO
DMC | Y551 | CRIMPER | 69 | 86 | NA | NO | NO
DMC | Y560 | CRIMPER | 69 | 86 | NA | NO | NO
DMC | Y572 | CRIMPER | 69 | 86 | NA | NO | NO
DMC | Y586 | CRIMPER | 69 | 86 | NA | NO | NO
DMC | Y587 | CRIMPER | 69 | 86 | NA | NO | NO
DMC | Y588 | CRIMPER | 69 | 86 | NA | NO | NO
DMC | Y613 | CRIMPER | 69 | 86 | NA | NO | NO
DMC | Y630P | CRIMPER | 69 | 86 | NA | NO | NO
DMC | Y633 | CRIMPER | 69 | 86 | NA | NO | NO
DMC | Y634 | CRIMPER | 69 | 86 | NA | NO | NO
DMC | Y635 | CRIMPER | 69 | 86 | NA | NO | NO
DMC | Y636 | CRIMPER | 69 | 86 | NA | NO | NO
DMC | Y641 | CRIMPER | 69 | 86 | NA | NO | NO
DMC | Y670 | CRIMPER | 69 | 86 | NA | NO | NO
DMC | Y671 | CRIMPER | 69 | 86 | NA | NO | NO
DMC | Y672 | CRIMPER | 69 | 86 | NA | NO | NO
DMC | Y679 | CRIMPER | 69 | 86 | NA | NO | NO
DMC | Y715 | CRIMPER | 69 | 86 | NA | NO | NO
DMC | Y751 | CRIMPER | 69 | 86 | NA | NO | NO
DMC | Y845HN | CRIMPER | 69 | 86 | NA | NO | NO
DNI NEVADA/DYNATECH/FLUKE | 300 | PATIENT SIMULATOR | 420 | 525 | 567 | YES | NO
DNI NEVADA/DYNATECH/FLUKE | 5000 | AC SAFETY ANALYZER | 294 | 368 | 397 | YES | NO
DNI NEVADA/DYNATECH/FLUKE | 213A | PATIENT SIMULATOR | 420 | 525 | 567 | YES | NO
DNI NEVADA/DYNATECH/FLUKE | 214B | PATIENT SIMULATOR | 420 | 525 | 567 | YES | NO
DNI NEVADA/DYNATECH/FLUKE | 215A | PATIENT SIMULATOR | 420 | 525 | 567 | YES | NO
DNI NEVADA/DYNATECH/FLUKE | 217A | PATIENT SIMULATOR | 420 | 525 | 567 | YES | NO
DNI NEVADA/DYNATECH/FLUKE | 232D | AC SAFETY ANALYZER | 294 | 368 | 397 | YES | NO
DNI NEVADA/DYNATECH/FLUKE | 235A | AC SAFETY ANALYZER | 294 | 368 | 397 | YES | NO
DNI NEVADA/DYNATECH/FLUKE | 300B | PATIENT SIMULATOR | 420 | 525 | 567 | YES | NO
DNI NEVADA/DYNATECH/FLUKE | 432D | AC SAFETY ANALYZER | 294 | 368 | 397 | YES | NO
DNI NEVADA/DYNATECH/FLUKE | ECG200 | PATIENT SIMULATOR | 420 | 525 | 567 | YES | NO
DNI NEVADA/DYNATECH/FLUKE | IMPULSE 3000 | DEFIBRILLATOR ANALYZER | 504 | 630 | NA | NO | NO
DNI NEVADA/DYNATECH/FLUKE | IMPULSE 4000 | DEFIBRILLATOR ANALYZER | 504 | 630 | NA | NO | NO
DNI NEVADA/DYNATECH/FLUKE | OXITEST PLUS | PULSE OXIMETER | 504 | 630 | NA | NO | NO
DoALL | 10-32 UNF-2A | THREAD RING GAUGE GO | 69 | 86 | NA | NO | NO
DoALL | 81-S | GAUGE BLOCK SET | 552 | 690 | NA | NO | NO | 81 pc
DOBLE | 605-5B | HIPOT TESTER | 378 | 473 | 510 | YES | NO | Onsite Only
DOBLE | F2253 | AC POWER SYSTEM SIMULATOR | 504 | 630 | 680 | YES | NO
DOBLE | F6104 | AC POWER SYSTEM SIMULATOR | 504 | 630 | 680 | YES | NO
DOBLE | F6150 | AC POWER SYSTEM SIMULATOR | 504 | 630 | 680 | YES | NO
DOBLE | PDC-5 | PARTIAL DISCHARGE CALIBRATOR | 0 | 0 | NA | NO | NO | Vendor
DOBOY | 703011 | HEAT SEALER W CONTROLLER | 126 | 158 | NA | NO | NO
DOBOY | 952484 | HEAT SEALER | 126 | 158 | 170 | YES | NO
DOBOY | TMPC-001 | HEAT SEALER | 126 | 158 | 170 | YES | NO
DORIC | 466 | TEMP CONTROLLER | 126 | 158 | 170 | YES | NO
DORIC | 130A | TEMP CONTROLLER | 126 | 158 | 170 | YES | NO
DORIC | 400A | TEMP CONTROLLER | 126 | 158 | 170 | YES | NO
DORIC | 402A | TEMP CONTROLLER | 126 | 158 | 170 | YES | NO
DORIC | 410A | TEMP CONTROLLER | 126 | 158 | 170 | YES | NO
DORIC | 412A | TEMP CONTROLLER | 126 | 158 | 170 | YES | NO
DORIC | 415A | TEMP CONTROLLER | 126 | 158 | 170 | YES | NO
DORIC | 450ATT | TEMP METER THERMOCOUPLE | 168 | 210 | 227 | YES | NO
DORIC | 450Axx (All Versions) | TEMP METER THERMOCOUPLE | 168 | 210 | 227 | YES | NO
DORIC | 450T | TEMP METER THERMOCOUPLE | 168 | 210 | 227 | YES | NO
DORIC | 610xx (All Versions) | TEMP METER THERMOCOUPLE | 168 | 210 | 227 | YES | NO
DORSEY | 20-9100-33 | 9100-VIDEO INSPECTION SYSTEM | 276 | 345 | NA | NO | NO
DORSEY | 2BA 12-10 | INDICATOR DIAL | 69 | 86 | NA | NO | NO
DORSEY | 2DM025-01 | INDICATOR DIAL | 69 | 86 | NA | NO | NO
DORSEY | 32PDH-M2E | OPTICAL COMPARATOR | 276 | 345 | NA | NO | NO
DORSEY | 32PHD-M2E | OPTICAL COMPARATOR | 276 | 345 | NA | NO | NO
DORSEY | 32PHD-M2ECNC | OPTICAL COMPARATOR | 276 | 345 | NA | NO | NO
DORSEY | DC-90-1000 | GAUGE CHAMFER | 69 | 86 | NA | NO | NO | 1 INCH
DOUGLAS HOMS CORP. | 40 | SCALE | 124 | 155 | NA | NO | NO
DR. METER | HY3005F-3 | TRIPLE LINEAR DC POWER SUPPLY | 0 | 0 | NA | NO | NO | Use Manufacturer: MASTECH
DRANETZ | 626 | AC POWER ANALYZER DISTURBANCE | 420 | 525 | 567 | YES | NO
DRANETZ | 4400 | AC POWER ANALYZER DISTURBANCE | 420 | 525 | 567 | YES | NO
DRANETZ | 626A | AC POWER ANALYZER DISTURBANCE | 420 | 525 | 567 | YES | NO
DRAPER | 2-3" | MICROMETER | 69 | 86 | 93 | YES | NO | 3 INCH
DREAMSKY | DS601 | TIMER | 126 | 158 | NA | NO | NO
DRIAIR INDUSTRIES | ARID-X-35-HPPDII | TEMP CONTROLLER DRYER | 126 | 158 | 170 | YES | NO
DRITZ | 60" | RULER TAPE MEASURE PLASTIC SEWING | 69 | 86 | NA | NO | NO | 60 INCH
DRIVETEST | 0272.810.B | PINCH FORCE METER | 138 | 173 | NA | NO | NO
DRUCKER DIAGNOSTICS | 642B | CENTRIFUGE | 336 | 420 | NA | NO | NO
DRUCKER DIAGNOSTICS | 642E | CENTRIFUGE | 336 | 420 | NA | NO | NO
DS INSTRUMENTS | SG22000L R15 | MICROWAVE SIGNAL GENERATOR 22 GHZ | 588 | 735 | NA | NO | NO
DUFF NORTON | 3 TON | CHAIN HOIST | 173 | 216 | NA | NO | NO
DUKANE SEACOM | 42A12/1 | ULTRASONIC TEST SET | 126 | 158 | NA | NO | NO
DUKANE SEACOM | TS200 | BEACON TESTER | 109 | 136 | NA | NO | NO
DUNDICK | .956/.966 | PLUG GAUGE GO NOGO | 69 | 86 | NA | NO | NO
DUNDICK | 1.000"/1.003" CLASS XX | PLUG GAUGE GO NOGO | 69 | 86 | NA | NO | NO
DUNDICK/GACO | 8-32 UNC-2A | THREAD RING GAUGE GO NOGO | 69 | 86 | NA | NO | NO
DURA | M2.5x0.45-6H | THREAD PLUG GAUGE GO NOGO | 69 | 86 | NA | NO | NO
DURAC | NONE | DIGITAL TIMER | 126 | 158 | NA | NO | NO
DURA-CAL | 150 | CALIPER | 69 | 86 | 93 | YES | NO | 6 INCH
DURA-CAL | IP67 | CALIPER | 69 | 86 | 93 | YES | NO | 6 INCH
DURO UNITED | 200ND | VACUUM GAUGE | 69 | 86 | NA | NO | NO
DUROTHERM | 10-170F/0-100% | HUMIDITY TEMP METER | 242 | 303 | NA | NO | NO
DV POWER | RMO-H22 | MICRO OHMMETER | 252 | 315 | 340 | YES | NO
DV POWER | TWR-H | HANDHELD TTR TESTER | 252 | 315 | NA | NO | NO
DWYER | 25 | MANOMETER INCLINE | 104 | 130 | NA | NO | NO | 3 INH2O (0.11 PSI)
DWYER | 475 | DIGITAL MANOMETER | 138 | 173 | NA | NO | NO
DWYER | 477 | DIGITAL MANOMETER | 138 | 173 | NA | NO | NO
DWYER | 485 | HUMIDITY TEMP METER | 242 | 303 | NA | NO | NO
DWYER | 2010 | PRESSURE GAUGE MAGNAHELIC | 69 | 86 | NA | NO | NO
DWYER | 2015 | PRESSURE GAUGE MAGNAHELIC | 69 | 86 | NA | NO | NO
DWYER | 2030 | PRESSURE GAUGE MAGNAHELIC | 69 | 86 | NA | NO | NO
DWYER | 2040 | PRESSURE GAUGE MAGNAHELIC | 69 | 86 | NA | NO | NO
DWYER | 2202 | PRESSURE GAUGE MAGNAHELIC | 69 | 86 | NA | NO | NO
DWYER | 2204 | PRESSURE GAUGE MAGNAHELIC | 69 | 86 | NA | NO | NO
DWYER | 2205 | PRESSURE GAUGE MAGNAHELIC | 69 | 86 | NA | NO | NO
DWYER | 2-5001 | DIFFERENTIAL PRESSURE GAUGE | 69 | 86 | NA | NO | NO
DWYER | 12-164266-02 | PRESSURE GAUGE MAGNAHELIC | 69 | 86 | NA | NO | NO
DWYER | 124266-02 | PRESSURE GAUGE MAGNAHELIC | 69 | 86 | NA | NO | NO
DWYER | 164266-00 | PRESSURE GAUGE MAGNAHELIC | 69 | 86 | NA | NO | NO
DWYER | 200 PSI | PRESSURE GAUGE | 69 | 86 | NA | NO | NO | 200 PSI
DWYER | 2000-00 | PRESSURE GAUGE MAGNAHELIC | 69 | 86 | NA | NO | NO
DWYER | 2000-00AV | MAGNEHELIC PRESSURE GAGE | 69 | 86 | NA | NO | NO
DWYER | 2000-00C | PRESSURE GAUGE MAGNAHELIC | 69 | 86 | NA | NO | NO
DWYER | 2002AV | PRESSURE GAUGE MAGNAHELIC | 69 | 86 | NA | NO | NO
DWYER | 2005C | PRESSURE GAUGE MAGNAHELIC | 69 | 86 | NA | NO | NO
DWYER | 2008C | PRESSURE GAUGE MAGNAHELIC | 69 | 86 | NA | NO | NO
DWYER | 2204C | PRESSURE GAUGE MAGNAHELIC | 69 | 86 | NA | NO | NO
DWYER | 2205C | PRESSURE GAUGE MAGNAHELIC | 69 | 86 | NA | NO | NO
DWYER | 2215C | PRESSURE GAUGE MAGNAHELIC | 69 | 86 | NA | NO | NO
DWYER | 471-1 | AIR FLOW ANEMOMETER THERMO | 207 | 259 | NA | NO | NO
DWYER | 471B-1 | THERMO-ANEMOMETER | 207 | 259 | NA | NO | NO
DWYER | 475-000-FM | MANOMETER DIGITAL | 138 | 173 | NA | NO | NO | 1 INH2O (0.036 PSI)
DWYER | 475-00-FM | MANOMETER DIGITAL | 138 | 173 | NA | NO | NO | 4 INH2O (0.144 PSI)
DWYER | 475-0-FM | MANOMETER DIGITAL | 138 | 173 | NA | NO | NO | 10 INH2O (0.361 PSI)
DWYER | 475-1-FM | MANOMETER DIGITAL | 138 | 173 | NA | NO | NO | 20 INH2O (0.722 PSI)
DWYER | 475-2-FM | MANOMETER DIGITAL | 138 | 173 | NA | NO | NO | 40 INH2O (1.44 PSI)
DWYER | 475-3-FM | MANOMETER DIGITAL | 138 | 173 | NA | NO | NO | 200 INH2O (7.22 PSI)
DWYER | 475-4-FM | MANOMETER DIGITAL | 138 | 173 | NA | NO | NO | 10 PSI
DWYER | 475-5-FM | MANOMETER DIGITAL | 138 | 173 | NA | NO | NO | 20 PSI
DWYER | 475-5-FM-NIST | DIGITAL MANOMETER | 138 | 173 | NA | NO | NO
DWYER | 475-6-FM | MANOMETER DIGITAL | 138 | 173 | NA | NO | NO | 30 PSI
DWYER | 475-7-FM | MANOMETER DIGITAL | 138 | 173 | NA | NO | NO | 100 PSI
DWYER | 475-8-FM | MANOMETER DIGITAL | 138 | 173 | NA | NO | NO | 150 PSI
DWYER | 477-000-FM | MANOMETER DIGITAL | 138 | 173 | NA | NO | NO | 1 INH2O (0.036 PSI)
DWYER | 477-00-FM | MANOMETER DIGITAL | 138 | 173 | NA | NO | NO | 4 INH2O (0.144 PSI)
DWYER | 477-0-FM | MANOMETER DIGITAL | 138 | 173 | NA | NO | NO | 10 INH2O (0.361 PSI)
DWYER | 477-1-FM | MANOMETER DIGITAL | 138 | 173 | NA | NO | NO | 20 INH2O (0.722 PSI)
DWYER | 477-2-FM | MANOMETER DIGITAL | 138 | 173 | NA | NO | NO | 40 INH2O (1.44 PSI)
DWYER | 477-3-FM | MANOMETER DIGITAL | 138 | 173 | NA | NO | NO | 200 INH2O (7.22 PSI)
DWYER | 477-4-FM | MANOMETER DIGITAL | 138 | 173 | NA | NO | NO | 10 PSI
DWYER | 477-5-FM | MANOMETER DIGITAL | 138 | 173 | NA | NO | NO | 20 PSI
DWYER | 477-6-FM | MANOMETER DIGITAL | 138 | 173 | NA | NO | NO | 30 PSI
DWYER | 477-7-FM | MANOMETER DIGITAL | 138 | 173 | NA | NO | NO | 100 PSI
DWYER | 477-8-FM | MANOMETER DIGITAL | 138 | 173 | NA | NO | NO | 150 PSI
DWYER | 477B | DIGITAL MANOMETER | 138 | 173 | NA | NO | NO
DWYER | BTM34011D | TEMPERATURE GAUGE | 202 | 253 | 273 | YES | NO
DWYER | DHII-004 | PRESSURE TRANSMITTER DIFFERENTIAL | 69 | 86 | NA | NO | NO
DWYER | DPGA-00 | PRESSURE GAUGE DIGITAL | 69 | 86 | NA | NO | NO | 30 INHG
DWYER | DPGA-01 | PRESSURE GAUGE DIGITAL | 69 | 86 | NA | NO | NO | 20 IN H2O WC
DWYER | DPGA-02 | PRESSURE GAUGE DIGITAL | 69 | 86 | NA | NO | NO | 1 PSI
DWYER | DPGA-03 | PRESSURE GAUGE DIGITAL | 69 | 86 | NA | NO | NO | 2 PSI
DWYER | DPGA-04 | PRESSURE GAUGE DIGITAL | 69 | 86 | NA | NO | NO | 5 PSI
DWYER | DPGA-05 | PRESSURE GAUGE DIGITAL | 69 | 86 | NA | NO | NO | 15 PSI
DWYER | DPGA-06 | PRESSURE GAUGE DIGITAL | 69 | 86 | NA | NO | NO | 30 PSI
DWYER | DPGA-07 | PRESSURE GAUGE DIGITAL | 69 | 86 | NA | NO | NO | 50 PSI
DWYER | DPGA-08 | PRESSURE GAUGE DIGITAL | 69 | 86 | NA | NO | NO | 100 PSI
DWYER | DPGA-09 | PRESSURE GAUGE DIGITAL | 69 | 86 | NA | NO | NO | 200 PSI
DWYER | DPGA-10 | PRESSURE GAUGE DIGITAL | 69 | 86 | NA | NO | NO | 300 PSI
DWYER | DPGA-11 | PRESSURE GAUGE DIGITAL | 69 | 86 | NA | NO | NO | 500 PSI
DWYER | DPGW-00 | PRESSURE GAUGE DIGITAL | 69 | 86 | NA | NO | NO | 30 INHG
DWYER | DPGW-04 | PRESSURE GAUGE DIGITAL | 69 | 86 | NA | NO | NO | 5 PSI
DWYER | DPGW-05 | PRESSURE GAUGE DIGITAL | 69 | 86 | NA | NO | NO | 15 PSI
DWYER | DPGW-06 | PRESSURE GAUGE DIGITAL | 69 | 86 | NA | NO | NO | 30 PSI
DWYER | DPGW-07 | PRESSURE GAUGE DIGITAL | 69 | 86 | NA | NO | NO | 50 PSI
DWYER | DPGW-07-NIST | PRESSURE GAUGE DIGITAL | 69 | 86 | NA | NO | NO | 50 PSI
DWYER | DPGW-08 | PRESSURE GAUGE DIGITAL | 69 | 86 | NA | NO | NO | 100 PSI
DWYER | DPGW-09 | PRESSURE GAUGE DIGITAL | 69 | 86 | NA | NO | NO | 200 PSI
DWYER | DPGW-10 | PRESSURE GAUGE DIGITAL | 69 | 86 | NA | NO | NO | 300 PSI
DWYER | DPGW-11 | PRESSURE GAUGE DIGITAL | 69 | 86 | NA | NO | NO | 500 PSI
DWYER | DSGT-101-COS | PRESSURE VACUUM GAUGE | 69 | 86 | NA | NO | NO | 30 INHG / 15 PSI
DWYER | DSGT-102-COS | PRESSURE VACUUM GAUGE | 69 | 86 | NA | NO | NO | 30 INHG / 30 PSI
DWYER | DSGT-103-COS | PRESSURE VACUUM GAUGE | 69 | 86 | NA | NO | NO | 30 INHG / 60 PSI
DWYER | DSGT-104-COS | PRESSURE GAUGE DIGITAL | 69 | 86 | NA | NO | NO | 30 PSI
DWYER | DSGT-105-COS | PRESSURE GAUGE DIGITAL | 69 | 86 | NA | NO | NO | 60 PSI
DWYER | DSGT-106-COS | PRESSURE GAUGE DIGITAL | 69 | 86 | NA | NO | NO | 100 PSI
DWYER | DSGT-107-COS | PRESSURE GAUGE DIGITAL | 69 | 86 | NA | NO | NO | 160 PSI
DWYER | DSGT-108-COS | PRESSURE GAUGE DIGITAL | 69 | 86 | NA | NO | NO | 200 PSI
DWYER | DSGT-109-COS | PRESSURE GAUGE DIGITAL | 69 | 86 | NA | NO | NO | 300 PSI
DWYER | DSGT-110-COS | PRESSURE GAUGE DIGITAL | 69 | 86 | NA | NO | NO | 600 PSI
DWYER | DSGT-111-COS | PRESSURE GAUGE DIGITAL | 69 | 86 | NA | NO | NO | 800 PSI
DWYER | DSGT-112-COS | PRESSURE GAUGE DIGITAL | 69 | 86 | NA | NO | NO | 1000 PSI
DWYER | DSGT-113-COS | PRESSURE GAUGE DIGITAL | 69 | 86 | NA | NO | NO | 1500 PSI
DWYER | DSGT-114-COS | PRESSURE GAUGE DIGITAL | 69 | 86 | NA | NO | NO | 2000 PSI
DWYER | DSGT-115-COS | PRESSURE GAUGE DIGITAL | 69 | 86 | NA | NO | NO | 3000 PSI
DWYER | DSGT-116-COS | PRESSURE GAUGE DIGITAL | 69 | 86 | NA | NO | NO | 5000 PSI
DWYER | DSGT-117-COS | PRESSURE GAUGE DIGITAL | 69 | 86 | NA | NO | NO | 8000 PSI
DWYER | DSGT-118-COS | PRESSURE GAUGE DIGITAL | 69 | 86 | NA | NO | NO | 10,000 PSI
DWYER | DSGT-119-COS | PRESSURE GAUGE DIGITAL | 69 | 86 | NA | NO | NO | 15,000 PSI
DWYER | DSGT-120-COS | PRESSURE GAUGE DIGITAL | 69 | 86 | NA | NO | NO | 20,000 PSI
DWYER | MS-021-LCD | DIGITAL TRANSMITTER PRESSURE GAGE | 69 | 86 | NA | NO | NO
DWYER | SERIES 475 MARK 3 | DIGITAL MANOMETER | 138 | 173 | NA | NO | NO
DWYER | UHH/AP1 PROBE | UNIVERSAL ANEMOMETER | 207 | 259 | NA | NO | NO
DWYER | W12W LB | PRESSURE GAUGE MAGNAHELIC | 69 | 86 | NA | NO | NO
DWYER | W16W AM | PRESSURE GAUGE MAGNAHELIC | 69 | 86 | NA | NO | NO
DYMO | S100 | SCALE | 124 | 155 | NA | NO | NO | 100 LB
DYNALOAD | MCL488 | DC ELECTRONIC LOAD SERIES | 0 | 0 | NA | NO | NO | Series Model. Use Individual Model
DYNALOAD | MCL488 100-15-350 | ELECTRONIC LOAD MODULE | 210 | 263 | 284 | YES | NO | Current Accredited up to 20 Amps
DYNALOAD | MCL488 100-30-175 | ELECTRONIC LOAD MODULE | 210 | 263 | 284 | YES | NO | Current Accredited up to 20 Amps
DYNALOAD | MCL488 100-5-175 | ELECTRONIC LOAD MODULE | 210 | 263 | 284 | YES | NO | Current Accredited up to 20 Amps
DYNALOAD | MCL488 100-60-350 | ELECTRONIC LOAD MODULE | 420 | 525 | 567 | YES | NO | Current Accredited up to 20 Amps
DYNALOAD | MCL488 400-30-175 | ELECTRONIC LOAD MODULE | 210 | 263 | 284 | YES | NO | Current Accredited up to 20 Amps
DYNALOAD | MCL488 400-60-350 | ELECTRONIC LOAD MODULE | 420 | 525 | 567 | YES | NO | Current Accredited up to 20 Amps
DYNALOAD | MCL488 50-100-350 | ELECTRONIC LOAD MODULE | 420 | 525 | 567 | YES | NO | Current Accredited up to 20 Amps
DYNALOAD | MCL488 600-10-175 | ELECTRONIC LOAD MODULE | 210 | 263 | 284 | YES | NO | Current Accredited up to 20 Amps
DYNALOAD | MCL488 600-20-350 | ELECTRONIC LOAD MODULE | 210 | 263 | 284 | YES | NO | Current Accredited up to 20 Amps
DYNAPOWER | PSPLY-SCR | DC POWER SUPPLY | 168 | 210 | 227 | YES | NO
DYNAPOWER | SA22-009-00-402 | DC POWER SUPPLY | 252 | 315 | 340 | YES | NO
DYNATEL | 965DSP | TEST SET | 294 | 368 | NA | NO | NO
DYTRAN | 3030B5 | ACCELEROMETER | 154 | 193 | NA | NO | NO | DATA ONLY. Sens @ 100Hz
DYTRAN | 3032A | ACCELEROMETER | 154 | 193 | NA | NO | NO | DATA ONLY. Sens @ 100Hz
DYTRAN | 3035B2G | ICP ACCELEROMETER | 154 | 193 | NA | NO | NO | DATA ONLY. Sens @ 100Hz
DYTRAN | 3133A5 | ACCELEROMETER | 154 | 193 | NA | NO | NO | DATA ONLY. Sens @ 100Hz
DYTRAN | 3200B3T | ACCELEROMETER | 154 | 193 | NA | NO | NO | DATA ONLY. Sens @ 100Hz
DYTRAN | 3224A6 | ACCELEROMETER | 154 | 193 | NA | NO | NO | DATA ONLY. Sens @ 100Hz
DYTRAN | 4102C | DC CURRENT SOURCE | 168 | 210 | 227 | YES | NO
DYTRAN | 4105C | DC CURRENT SOURCE | 168 | 210 | 227 | YES | NO
DYTRAN | 4151M13 | TRUE RMS VIBRATION CONTROLLER | 252 | 315 | NA | NO | NO
E INSTRUMENTS | HD100 | THERMO-HYGROMETER | 242 | 303 | NA | NO | NO
E&I | 601L-C1 | RF POWER AMPLIFIER | 336 | 420 | NA | NO | NO
EAGLOTEST | E101 | HAND HELD DIGITAL MULTIMETER | 126 | 158 | 170 | YES | NO
EAI | S-20 | TIMER | 126 | 158 | NA | NO | NO
EASTERN TECHNOLOGIES | 100 PSI | PRESSURE GAUGE | 69 | 86 | NA | NO | NO
EASY-LASER | 12-1028 | LASER TOOL | 207 | 259 | NA | NO | NO
EASY-LASER | 12-1029 | LASER TOOL | 207 | 259 | NA | NO | NO
EASYLOG | EL-SIE-2 | DATA LOGGER | 242 | 303 | NA | NO | NO
EATON | PSG120E | POWER SUPPLY | 168 | 210 | 227 | YES | NO
EATON | RCP2A | MILLIOHMMETER | 210 | 263 | 284 | YES | NO
E-BASE | SS-01-600A | RULER METAL | 69 | 86 | NA | NO | NO | 24 INCH
EBRO | TFX 420 | THERMOMETER | 168 | 210 | 227 | YES | NO
EBRO | TFX410 | THERMOMETER | 168 | 210 | 227 | YES | NO
EBRO | TFX420 | TEMP METER THERMOCOUPLE | 168 | 210 | 227 | YES | NO
EBRO | TFX430 | PRECISION THERMOMETER | 168 | 210 | 227 | YES | NO
EBRO | TLC1598 | THERMOMETER | 168 | 210 | 227 | YES | NO
ECD | E40-2875-45 | DATALOGGER SUPER MOLE THERMAL PROFILING | 294 | 368 | 397 | YES | NO
ECD | GOLD M.O.L.E | THERMOCOUPLE DATA LOGGER | 294 | 368 | 397 | YES | NO
ECD | SUPERMOLE GOLD | DATA LOGGER | 294 | 368 | 397 | YES | NO
ECD | SUPERMOLE GOLD 2 | Thermal Profiler | 294 | 368 | 397 | YES | NO
ECG | CX920 | CAPACITANCE METER | 168 | 210 | NA | NO | NO
ECG | CX-920A | CAPACITANCE METER | 168 | 210 | NA | NO | NO
ECG | DM-78A | AUTORANGING DMM | 126 | 158 | 170 | YES | NO
ECOM | EX-MP4 | IR THERMOMETER | 168 | 210 | NA | NO | NO
ECOS ELECTRONICS CORP | 1020-I | AC SAFETY ANALYZER | 294 | 368 | 397 | YES | NO
ECTRON | 1120 | CALIBRATOR THERMOCOUPLE | 462 | 578 | 624 | YES | NO
ECTRON | 1140A | CALIBRATOR THERMOCOUPLE | 462 | 578 | 624 | YES | NO
ED&D | HP-2000 | HIPOT TESTER | 252 | 315 | 340 | YES | NO
EDC | VS330 | CALIBRATOR DC VOLTS | 420 | 525 | 567 | YES | NO
EDGETECH | 625 | HUMIDITY TEMP METER | 242 | 303 | NA | NO | NO
EDL | 2007 | DMM HANDHELD | 126 | 158 | 170 | YES | NO
EDL | POCKET PROBE | TEMP PROBE THERMOCOUPLE | 126 | 158 | 170 | YES | NO
EDMUNDS | 0.3790" CLASS XX | RING GAUGE NOGO | 69 | 86 | NA | NO | NO
EDMUNDS | 0.3820" CLASS XX | RING GAUGE GO | 69 | 86 | NA | NO | NO
EDMUNDS | 0.6070" CLASS X | RING GAUGE NOGO | 69 | 86 | NA | NO | NO
EDMUNDS | 0.6070" CLASS XX | RING GAUGE NOGO | 69 | 86 | NA | NO | NO
EDMUNDS | 0.6230" CLASS XX | RING GAUGE GO | 69 | 86 | NA | NO | NO
EDMUNDS | 1.0250" CLASS X | RING GAUGE NOGO | 69 | 86 | NA | NO | NO
EDMUNDS | 1.1770" CLASS Y | RING GAUGE NOGO | 69 | 86 | NA | NO | NO
EDMUNDS | 1.1930" CLASS Y | RING GAUGE GO | 69 | 86 | NA | NO | NO
EDMUNDS | 1.2050" CLASS Y | RING GAUGE NOGO | 69 | 86 | NA | NO | NO
EDMUNDS | 1.2210" CLASS Y | RING GAUGE GO | 69 | 86 | NA | NO | NO
EDMUNDS | 1.6275" CLASS X | RING GAUGE NOGO | 69 | 86 | NA | NO | NO
EDMUNDS | 1.6380" CLASS X | RING GAUGE GO | 69 | 86 | NA | NO | NO
EDMUNDS | 3.0010 XX | RING GAUGE | 69 | 86 | NA | NO | NO
EDTM | R-CHECK | RESISTANCE 4 POINT PROBE | 210 | 263 | NA | NO | NO
EICO | 1171 | RESISTANCE DECADE BOX | 210 | 263 | 284 | YES | NO
EIP | 451 | FREQ COUNTER MICROWAVE | 336 | 420 | NA | NO | NO | Same as EIP Phase Matrix
EIP | 575 | FREQ COUNTER MICROWAVE | 336 | 420 | NA | NO | NO | Same as EIP Phase Matrix
EIP | 28B | FREQUENCY COUNTER | 336 | 420 | NA | NO | NO | Same as EIP Phase Matrix
EIP | 585C | FREQ COUNTER MICROWAVE PULSE | 336 | 420 | NA | NO | NO | Same as EIP Phase Matrix
EL | EL-USB-TC-LCD | DATALOGGER TEMP THERMOCOUPLE | 294 | 368 | 397 | YES | NO
ELCOMETER | 280 | PULSED DC HOLIDAY DETECTOR | 378 | 473 | NA | NO | NO
ELCOMETER | 456 | COATING THICKNESS GAUGE | 76 | 95 | NA | NO | NO
ELECTRICITY WATT METER | WATTS UP? / PRO | AC POWER WATT METER | 294 | 368 | NA | NO | NO
ELECTRO SCIENTIFIC INC | DB62 | RESISTANCE DECADE BOX | 210 | 263 | 284 | YES | NO
ELECTROGLAS | 2001X | TEMP FORCER | 420 | 525 | 567 | YES | NO
ELECTROMATIC E | CDT2000 | TEMP METER THERMOCOUPLE | 168 | 210 | 227 | YES | NO
ELECTRONIC EDUCATIONAL DEV | WATTS UP? PRO | AC POWER WATT METER | 294 | 368 | NA | NO | NO
ELECTRONIC MEASUREMENT INC | ATR250-1 | DC POWER SUPPLY | 168 | 210 | 227 | YES | NO
ELECTROSTATICS INC | HM-8000 | IONIZING AIR BLOWER | 168 | 210 | NA | NO | NO
ELECTROSTATICS INC. | HM-8000H | IONIZING AIR BLOWER | 168 | 210 | NA | NO | NO
ELECTROTECH | 518 | TEMP/HUMIDITY CHAMBER | 462 | 578 | 624 | YES | NO | Accred Temp Only Up to +400C
ELECTROTECH | 535 | HUMIDITY & TEMPERATURE METER | 242 | 303 | NA | NO | NO
ELECTROVERT | AS200 | TEMP CONTROLLER WASHER DRYER | 126 | 158 | 170 | YES | NO
ELECTROVERT | PL650A | REWORK STATION | 252 | 315 | 340 | YES | NO
ELECTROVERT | WOC-WAVEDRIPPER | TEMP CONTROLLER | 126 | 158 | 170 | YES | NO
ELEKTRO-AUTOMATIK | PSI 9040-40 T | DC POWER SUPPLY | 168 | 210 | 227 | YES | NO
ELEKTRO-PHYSIK | MIKROTEST | COATING THICKNESS GAUGE | 76 | 95 | NA | NO | NO
ELENCO | CM-1555 | CAPACITANCE METER | 168 | 210 | NA | NO | NO
ELENCO | F-1000 | FREQ COUNTER | 210 | 263 | NA | NO | NO
ELENCO | ST-3030 | CLAMP METER | 126 | 158 | 170 | YES | NO
ELENCO | XP581 | DC POWER SUPPLY | 168 | 210 | 227 | YES | NO
ELENCO | XP765 | DC POWER SUPPLY | 168 | 210 | 227 | YES | NO
ELGAR | 9012 | AC POWER SOURCE MODULE | 294 | 368 | 397 | YES | NO | Also See CALIFORNIA INSTRUMENTS
ELGAR | 1001SL-11/400SD | AC POWER SOURCE | 294 | 368 | 397 | YES | NO | Also See CALIFORNIA INSTRUMENTS
ELGAR | 1001SX | AC POWER SOURCE | 294 | 368 | 397 | YES | NO | Also See CALIFORNIA INSTRUMENTS
ELGAR | 1751SX | AC POWER SOURCE | 294 | 368 | 397 | YES | NO | Also See CALIFORNIA INSTRUMENTS
ELGAR | 251B | AC POWER SOURCE | 294 | 368 | 397 | YES | NO | Also See CALIFORNIA INSTRUMENTS
ELGAR | 501SX | AC POWER SOURCE | 504 | 630 | 680 | YES | NO | Also See CALIFORNIA INSTRUMENTS
ELGAR | 9012-1P | AC POWER SOURCE | 504 | 630 | 680 | YES | NO | Also See CALIFORNIA INSTRUMENTS
ELGAR | CW801P | AC POWER SOURCE | 504 | 630 | 680 | YES | NO | Also See CALIFORNIA INSTRUMENTS
ELGAR | SW1750A-1-3-2 | AC POWER SOURCE | 504 | 630 | 680 | YES | NO | Also See CALIFORNIA INSTRUMENTS
ELME | 157 | ESD MAT | 84 | 105 | NA | NO | NO
ELME | UNKNOWN | WRIST BAND AND SHOE TESTER | 84 | 105 | NA | NO | NO
ELPRESS | DEB 0560 | CRIMPER | 69 | 86 | NA | NO | NO
EMCO | PSV-5 | DC POWER SUPPLY | 168 | 210 | 227 | YES | NO
EMC-PARTNER | ESD3000 | HANDHELD ESD GENERATOR | 336 | 420 | NA | NO | NO
EMERSON | 475 | FIELD COMMUNICATOR POWER MODULE | 168 | NA | NA | NO | NO
EMERSON | 3051TG2A2B21AS1Q4Q8DZ | TRANSMITTER PRESS | 276 | 345 | NA | NO | NO
EMERSON | TREX DEVICE COMMUNICATOR | TREX POWER MODULE | 210 | 263 | 284 | YES | NO
EMIT | EMIT-22643 | EMIT ESD TEST UNIT | 84 | 105 | NA | NO | NO
EMPIRE | 2789 | CALIPER | 69 | 86 | 93 | YES | NO | 6 INCH
EMPIRE | 120 PSI | PRESSURE GAGE | 69 | 86 | NA | NO | NO
EMPIRE | 125 PSI | PRESSURE GAUGE | 69 | 86 | NA | NO | NO
EMPIRE | 16" | SQUARE COMBINATION | 104 | 130 | NA | NO | NO
EMPIRE | 160 PSI | PRESSURE GAUGE | 69 | 86 | NA | NO | NO | 160 PSI
EMPIRE | E280 | LEVEL W SQUARE COMBINATION | 69 | 86 | NA | NO | NO
EMPRO | 200 AMP 200 MV | CURRENT SHUNT | 168 | 210 | NA | NO | NO
EMS | LY07709 | HI POT MARGIN TEST BOX | 109 | 136 | 147 | YES | NO
EMS | LY07747 | HI POT MARGIN TEST BOX | 109 | 136 | 147 | YES | NO
EMS | LY7747 | HI POT MARGIN TEST BOX | 109 | 136 | 147 | YES | NO
EMS | NONE | HI POT MARGIN TEST BOX | 109 | 136 | 147 | YES | NO
ENCO | 628-26 | INDICATOR DIAL | 69 | 86 | NA | NO | NO
ENDEVCO | 22 | ACCELEROMETER | 154 | 193 | NA | NO | NO | DATA ONLY. Sens @ 100Hz
ENDEVCO | 226 | ACCELEROMETER | 154 | 193 | NA | NO | NO | DATA ONLY. Sens @ 100Hz
ENDEVCO | 226C | ACCELEROMETER | 154 | 193 | NA | NO | NO | DATA ONLY. Sens @ 100Hz
ENDEVCO | 2721B | AMPLIFIER CHARGE | 252 | 315 | NA | NO | NO
ENDEVCO | 4221A | DC POWER SUPPLY | 252 | 315 | 340 | YES | NO
ENERGY ONE | XP4 | DC POWER SUPPLY | 168 | 210 | 227 | YES | NO
ENERPAC | 10000 PSI | PRESSURE GAUGE HIGH PRESSURE | 69 | 86 | NA | NO | NO | 10000 PSI
ENERPAC | 8000 PSI | PRESSURE GAUGE | 69 | 86 | NA | NO | NO | 8000 PSI
ENERPAC | DGP 1 | PRESSURE READOUT TRANSDUCER | 69 | 86 | NA | NO | NO | 10000 PSI
ENERPAC | GF-10S | PRESSURE GAUGE | 69 | 86 | NA | NO | NO
ENERPAC | GF-813S | PRESSURE GAUGE | 69 | 86 | NA | NO | NO
ENERPAC | GP-10S | PRESSURE GAUGE | 69 | 86 | NA | NO | NO
ENERPAC | L-10 | PRESSURE GAUGE | 69 | 86 | NA | NO | NO
ENERPAC | LH10 | LOAD CELL | 345 | 431 | NA | NO | NO | 2000 LB
ENERPAC | LH10006 | LOAD CELL | 0 | 0 | NA | NO | NO | 200000 LB - Vendor Only
ENERPAC | LH1002 | LOAD CELL | 483 | 604 | NA | NO | NO | 20000 LB
ENERPAC | LH102 | LOAD CELL | 345 | 431 | NA | NO | NO | 2000 LB
ENERPAC | LH2506 | LOAD CELL | 0 | 0 | NA | NO | NO | 50000 LB - Vendor Only
ENERPAC | LH50 | LOAD CELL | 483 | 604 | NA | NO | NO | 10000 LB
ENERPAC | LH5006 | LOAD CELL | 0 | 0 | NA | NO | NO | 10000 LB - Vendor Only
ENERPAC | LH502 | LOAD CELL | 483 | 604 | NA | NO | NO | 10000 LB
ENI | 240L | RF AMPLIFIER HIGH POWER | 336 | 420 | NA | NO | NO
ENI | 240L-1301 | RF AMPLIFIER HIGH POWER | 336 | 420 | NA | NO | NO
ENI | 320L | RF AMPLIFIER HIGH POWER | 336 | 420 | NA | NO | NO
ENI | 325LA | RF AMPLIFIER HIGH POWER | 336 | 420 | NA | NO | NO
ENI | ACG-6B-07 | RF SIGNAL GENERATOR HIGH POWER | 336 | 420 | NA | NO | NO
ENTEK IRD | DATAPAC STROBE | TACHOMETER STROBE | 210 | 263 | NA | NO | NO
ENVIROTRONICS | LT 4003 | TEMP CHAMBER | 378 | 473 | 510 | YES | NO | Accredited Up to +400oC
EPPENDORF | 5350 | TEMP METER THERMOMIXER | 252 | 315 | NA | NO | NO
EPPENDORF | 5424 | CENTRIFUGE | 336 | 420 | NA | NO | NO
EPPENDORF | 5430 | CENTRIFUGE | 336 | 420 | NA | NO | NO
EPPENDORF | 6333 | THERMAL CYCLER | 336 | 420 | 454 | YES | NO
EPPENDORF | 100-1000UL | PIPETTE | 0 | 0 | NA | NO | NO | Price By Number of Channels
EPPENDORF | 2-20 UL | PIPETTE | 0 | 0 | NA | NO | NO | Price By Number of Channels
EPPENDORF | 5424/ 80094-130 | Centrifuge, Microtubes | 336 | 420 | NA | NO | NO
EPPENDORF | 5430R | MICROCENTRIFUGE | 336 | 420 | NA | NO | NO
EPPENDORF | EP4861000023 | PIPETTE | 0 | 0 | NA | NO | NO | Price By Number of Channels
EPPENDORF | EP4861000031 | PIPETTE | 0 | 0 | NA | NO | NO | Price By Number of Channels
EPPENDORF | EP4861000040 | PIPETTE | 0 | 0 | NA | NO | NO | Price By Number of Channels
EPPENDORF | MINISPIN PLUS | CENTRIFUGE | 336 | 420 | NA | NO | NO
ERAY | SR-Y86 | TEMPERATURE & HUMIDITY METER | 242 | 303 | NA | NO | NO
ERICHSEN | 84411 | 25 KN LOAD CELL | 345 | 431 | NA | NO | NO | 5620 LB
ERS CONTROLLER | SP72 300 | TEMP CONTROLLER | 126 | 158 | 170 | YES | NO
ERSA | VERSAFLOW | TEMP CONTROLLER | 126 | 158 | 170 | YES | NO
ERTCO | VARIOUS | LIQUID IN GLASS THERMOMETER PARTIAL IMMERSION | 168 | 210 | 227 | YES | NO | Only Accept -15C to +90C Range
ERTCO | VARIOUS | LIQUID IN GLASS THERMOMETER TOTAL IMMERSION | 0 | 0 | NA | NO | NO | DO NOT ACCEPT TOTAL IMMERSION
ESCALI | E6C | SCALE | 124 | 155 | NA | NO | NO | 12 LB
ESCALI | S100 | SCALE LARGE | 207 | 259 | NA | NO | NO | 220 LB - In Lab Only
ESCORT | ELC-120 | LCR METER HANDHELD | 210 | 263 | NA | NO | NO
ESCORT | ELC-131D | LCR METER HANDHELD | 210 | 263 | NA | NO | NO
ESD SYSTEMS | 41201 | ESD WRIST/FOOTSTRAP TESTER | 84 | 105 | NA | NO | NO
ESD SYSTEMS | 41273 | ESD SURFACE RESISTANCE METER | 168 | 210 | 227 | YES | NO | MU on Res Rdgs <100 MW
ESD SYSTEMS | 42721 | STATIC FIELDMETER | 168 | 210 | NA | NO | NO
ESD SYSTEMS | 43102 | BENCHTOP IONIZER ELIMINATOR | 168 | 210 | NA | NO | NO
ESD SYSTEMS | 95402 | WRIST STRAP/FOOTWEAR TESTER | 84 | 105 | NA | NO | NO
ESD TEST EQUIPMENT | 35-008 | ESD SURFACE RESISTANCE METER | 168 | 210 | 227 | YES | NO | MU on Res Rdgs <100 MW
ESDELES | 498 | WRIST STRAP TESTER | 84 | 105 | NA | NO | NO
ESDELES | HZR-171 | WRIST STRAP TESTER | 84 | 105 | NA | NO | NO
ESI | SR1 Series | STANDARD RESISTOR | 126 | 158 | 170 | YES | NO | DATA ONLY
ESM CABLE CORP | EW200-JMJM-44FT | CABLE, COAX, RF, 18GHZ, 44 FEET LONG | 126 | 158 | NA | NO | NO
ESM CABLE CORP | EW200-JMNG-16 | CABLE, COAX, RF, 18GHZ, 16 INCHES LONG | 126 | 158 | NA | NO | NO
ESM CABLE CORP | EW200-NGJM-15FT | CABLE, COAX, RF, 18GHZ, 15 FEET LONG | 126 | 158 | NA | NO | NO
ESM CABLE CORP | EW200-NGNG-15FT | CABLE, COAX, RF, 18GHZ, 15 FEET LONG | 126 | 158 | NA | NO | NO
ESM CABLE CORP | EW200-NGNG-18FT | CABLE, COAX, RF, 18GHZ, 18 FEET LONG | 126 | 158 | NA | NO | NO
ESMA | 4970 | ULTRASONIC CLEANER TIMER | 126 | 158 | NA | NO | NO
ESPEC | 150C/-65C | OVEN | 378 | 473 | 510 | YES | NO | Accredited Up to +400oC
ESPEC | BTU-133 | Benchtop Environmental Chamber | 378 | 473 | 510 | YES | NO | Accredited Up to +400oC
ESPEC | BTX-475 | OVEN | 378 | 473 | 510 | YES | NO | Accredited Up to +400oC
ESPEC | BTZ-175 | OVEN | 378 | 473 | 510 | YES | NO | Accredited Up to +400oC
ESPEC | ECT | OVEN | 378 | 473 | 510 | YES | NO | Accredited Up to +400oC
ESPEC | EHS-211M | HAST CHAMBER | 378 | 473 | 510 | YES | NO | Accredited Up to +400oC
ESPEC | EHS221-MD | DUEL HAST TEMPERATURE /HUMIDITY CHAMBER | 462 | 578 | 624 | YES | NO | Accred Temp Only Up to +400C
ESPEC | EPL-3H | ENVIROMENTAL CHAMBER | 378 | 473 | 510 | YES | NO | Accredited Up to +400oC
ESPEC | EPX-4H | ENVIROMENTAL CHAMBER | 378 | 473 | 510 | YES | NO | Accredited Up to +400oC
ESPEC | EPZ-4H | ENVIROMENTAL CHAMBER | 378 | 473 | 510 | YES | NO | Accredited Up to +400oC
ESPEC | LHU-113 | OVEN TEMP HUMIDITY CHAMBER | 462 | 578 | 624 | YES | NO | Accred Temp Only Up to +400C
ESPEC | PH202M | CHAMBER | 378 | 473 | 510 | YES | NO | Accredited Up to +400oC
ESPEC | PUA-2AP | ENVIRONMENTAL CHAMBER | 378 | 473 | 510 | YES | NO | Accredited Up to +400oC
ESPEC | PV-120 | TEMPERATURE CHAMBER | 378 | 473 | 510 | YES | NO | Accredited Up to +400oC
ESPEC | PV-231 | OVEN | 378 | 473 | 510 | YES | NO | Accredited Up to +400oC
ESPEC | PV-232 | OVEN | 378 | 473 | 510 | YES | NO | Accredited Up to +400oC
ESPEC | SH-241 | HUMIDITY CHAMBER | 462 | 578 | 624 | YES | NO | Accred Temp Only Up to +400C
ESPEC | SH-661 | OVEN | 378 | 473 | 510 | YES | NO | Accredited Up to +400oC
ESPEC | TSA-101L-A | OVEN | 378 | 473 | 510 | YES | NO | Accredited Up to +400oC
ESPEC | TSA-71S-A | OVEN | 378 | 473 | 510 | YES | NO | Accredited Up to +400oC
ESPEC | TSE-11-A | THERMAL SHOCK CHAMBER | 378 | 473 | 510 | YES | NO | Accredited Up to +400oC
ETALON | 5.3908 | CALIPER | 69 | 86 | 93 | YES | NO | 6 INCH
ETALON | 75.1166 | CALIPER | 69 | 86 | 93 | YES | NO | 6 INCH
ETALON | 7729000 | HEIGHT GAUGE | 124 | 155 | NA | NO | NO | 12 INCH
ETALON | 0-1" | MICROMETER | 69 | 86 | 93 | YES | NO | 1 INCH
ETALON | 1-2" | MICROMETER | 69 | 86 | 93 | YES | NO | 2 INCH
ETALON | 225BDA | MICROMETER | 69 | 86 | 93 | YES | NO | 1 INCH
ETALON | 2-3" | MICROMETER | 69 | 86 | 93 | YES | NO | 3 INCH
ETALON | 3-4" | MICROMETER | 69 | 86 | 93 | YES | NO | 4 INCH
ETALON | 6" | CALIPER | 69 | 86 | 93 | YES | NO | 6 INCH
ETALON | 72-109843 | MICROMETER | 69 | 86 | 93 | YES | NO | 2 INCH
ETCR | ETCR2100A+ | GROUND TESTER | 210 | 263 | 284 | YES | NO
ETEK | 10709 | DMM HANDHELD | 126 | 158 | 170 | YES | NO
ETEKCITY | LASERGRIP 1080 | INFRARED THERMOMETER | 168 | 210 | NA | NO | NO
ETEKCITY | LASERGRIP 749 | INFRARED THERMOMETER | 168 | 210 | NA | NO | NO
ETI (ADWEL) | WRT-100 | WINDING RS TEST SET | 252 | 315 | NA | NO | NO
ETS LINDGREN | SAM-01 | AMPLIFIER MODULE | 252 | 315 | NA | NO | NO
ETS LINDGREN | SAM-05 | AMPLIFIER MODULE | 252 | 315 | NA | NO | NO
EUTECHNICS | 4500 | PRECISION THERMOMETER | 336 | 420 | 454 | YES | NO
EVERGREEN TELEMETRY | PR-T-4 | TEMPERATURE PROBE | 126 | 158 | 170 | YES | NO
EVERGREEN TELEMETRY | PR-T-4-6 | TEMPERATURE PROBE | 126 | 158 | 170 | YES | NO
EVERGREEN TELEMETRY | RM-T-1 | RADIO MODULE TEMPERATURE | 126 | 158 | 170 | YES | NO
EVERGREEN TELEMETRY | S-DP-125 | PSI SENSING MODULE | 186 | 233 | NA | NO | NO
EVERGREEN TELEMETRY | S-DP-250PSI | PSI SENSING MODULE | 186 | 233 | NA | NO | NO
EVERGREEN TELEMETRY | S-H-3 | TEMPERATURE SENSOR | 242 | 303 | NA | NO | NO
EVERGREEN TELEMETRY | S-PVF-1 | PRESSURE VELOCITY FLOW SENSOR | 207 | 259 | NA | NO | NO
EWAL | 77 | TORQUE WRENCH | 69 | 86 | 93 | YES | NO | Check Range. Accredited ONLY Up to 250 FtLbs
EWAL | 12 Lb/Ft | TORQUE WRENCH | 69 | 86 | 93 | YES | NO | 12 FT LB
EWAL | 35 Lb/Ft | TORQUE WRENCH | 69 | 86 | 93 | YES | NO | Check Range. Accredited ONLY Up to 250 FtLbs
EWAL | CGA630/710 | TORQUE WRENCH | 69 | 86 | 93 | YES | NO | Check Range. Accredited ONLY Up to 250 FtLbs
EWAL MANUFACTURING CO | Various | TORQUE WRENCH | 69 | 86 | 93 | YES | NO | Check Range. Accredited ONLY Up to 250 FtLbs
EXACT | 124 | FUNCTION GENERATOR | 336 | 420 | NA | NO | NO
EXAIR | 7905 | ESD FIELD METER | 168 | 210 | NA | NO | NO
EX-CELL-O | 14-815 | OPTICAL COMPARATOR | 276 | 345 | NA | NO | NO
EXCELTA | INTELLITWEEZE | DIGITAL TWEEZER | 210 | 263 | NA | NO | NO
EXCELTA | TM-500 | DIGITAL TWEEZER | 210 | 263 | NA | NO | NO
EXERTEC | NONE | LAP / SPLIT STOP WATCH | 126 | 158 | NA | NO | NO
EXFO | FIP-430B | PROBE | 168 | NA | NA | NO | NO | LEVEL 4 ONLY
EXFO | FLS-300 | LIGHT SOURCE | 210 | 263 | NA | NO | NO
EXFO | FOS-120A | FIBER QUICK REFERENCE | 210 | 263 | NA | NO | NO
EXFO | FOT-10A | FIBEROPTIC TESTER | 210 | 263 | NA | NO | NO
EXFO | FOT-20A | FIBER OPTIC TEST SET | 210 | 263 | NA | NO | NO
EXFO | FOT-90A | OPTICAL POWER METER | 210 | 263 | NA | NO | NO
EXFO | FOT-930 | MULTIFUNCTION LOSS TESTER | 277 | 346 | NA | NO | NO
EXFO | FOT-932X | MULTIFUNCTION LOSS TESTER | 277 | 346 | NA | NO | NO
EXFO | FOT-93A | FIBER OPTIC POWER METER | 210 | 263 | NA | NO | NO
EXFO | FPM-300 | OPTICAL POWER METER | 210 | 263 | NA | NO | NO
EXFO | FPM-302 | POWER METER | 210 | 263 | NA | NO | NO
EXFO | FPM-600 | POWER METER | 210 | 263 | NA | NO | NO
EXFO | FTB-1 | MAINFRAME | 210 | 263 | NA | NO | NO
EXFO | FTB-1-NS1626 | MAINFRAME | 210 | 263 | NA | NO | NO
EXFO | FTB-1-S1-16G | MAINFRAME | 210 | 263 | NA | NO | NO
EXFO | FTB-1-S2-16G | MAINFRAME | 210 | 263 | NA | NO | NO
EXFO | FTB-2 PRO | MAIN FRAME | 210 | 263 | NA | NO | NO
EXFO | FTB-200-S2-VPM3 | MAINFRAME | 210 | 263 | NA | NO | NO
EXFO | FTB-2-PRO | OTDR | 210 | 263 | NA | NO | NO
EXFO | FTB-5700-CD-PMD-EA | SINGLE-ENDED DISP ANLZR CD,PMD-MODULE | 210 | 263 | NA | NO | NO
EXFO | FTB-720-12CD-EI | MODULE | 210 | 263 | NA | NO | NO
EXFO | FTB-7300D | OTDR MODULE | 210 | 263 | NA | NO | NO
EXFO | FTB-730-234B-EA | MODULE | 210 | 263 | NA | NO | NO
EXFO | FTB-730-23B-04B-OPMEA | MODULE | 210 | 263 | NA | NO | NO
EXFO | FTB-730-23B-04B-OPM-EA | MODULE | 210 | 263 | NA | NO | NO
EXFO | FTB-730-NS1626 | MODULE | 210 | 263 | NA | NO | NO
EXFO | FTB-880 | MODULE | 210 | 263 | NA | NO | NO
EXFO | IQ-1203 | POWER METER | 210 | 263 | NA | NO | NO
EXFO | IQ-2400 | LASER SOURCE | 210 | 263 | NA | NO | NO
EXFO | IQS 3250-12-D-EI | FIBER OPTIC REFLECT./LOSS METER | 277 | 346 | NA | NO | NO
EXFO | ISO 3250-23-B-EA | FIBER OPTIC REFLECT./LOSS METER | 277 | 346 | NA | NO | NO
EXFO | LTS-3900 | FIBER LOSS TEST SET | 277 | 346 | NA | NO | NO
EXFO | MAX-715B-M2-EA | MAXTESTER | 210 | 263 | NA | NO | NO
EXFO | MAX-940-ICERT-Q1-EA-E1 | MAXTESTER | 210 | 263 | NA | NO | NO | LIM CAL: Only Fiber Meter Tested
EXFO | PUMA 4200E | TELECOM/DATACOM ANALYSER | 294 | 368 | NA | NO | NO
EXFO | VCS-20A | QUICK REFERENCE TEST SET | 210 | 263 | NA | NO | NO
EXPRESS TEST | HAST 1000X | OVEN | 378 | 473 | 510 | YES | NO | Accredited Up to +400oC
EXPRESS TEST | HAST 6000X-586 | OVEN | 378 | 473 | 510 | YES | NO | Accredited Up to +400oC
EXTECH | 410 | DMM HANDHELD | 126 | 158 | 170 | YES | NO
EXTECH | 420 | DMM HANDHELD | 126 | 158 | 170 | YES | NO
EXTECH | 430 | DMM HANDHELD | 126 | 158 | 170 | YES | NO
EXTECH | 470 | DMM HANDHELD | 126 | 158 | 170 | YES | NO
EXTECH | 560 | DMM HANDHELD | 126 | 158 | 170 | YES | NO
EXTECH | 38073 | ANALOG MULTIMETER | 126 | 158 | 170 | YES | NO
EXTECH | 38387 | CLAMP METER | 126 | 158 | 170 | YES | NO
EXTECH | 38390 | CLAMP METER | 126 | 158 | 170 | YES | NO
EXTECH | 42280 | HUMIDITY TEMP DATALOGGER | 242 | 303 | NA | NO | NO
EXTECH | 42500 | IR THERMOMETER | 168 | 210 | NA | NO | NO
EXTECH | 42529 | INFRARED THERMOMETER | 168 | 210 | NA | NO | NO
EXTECH | 45118 | MINI THERMO-ANEMOMETER | 207 | 259 | NA | NO | NO
EXTECH | 160252 | SCALE | 124 | 155 | NA | NO | NO | 4 LB
EXTECH | 160255 | SCALE | 124 | 155 | NA | NO | NO | 10 LB
EXTECH | 160257 | SCALE | 124 | 155 | NA | NO | NO | 20 LB
EXTECH | 160310 | SCALE | 124 | 155 | NA | NO | NO | 12 LB
EXTECH | 160393 | FORCE GAUGE HANGING SCALE | 138 | 173 | NA | NO | NO | 33 LB
EXTECH | 365510 | TIMER STOPWATCH | 126 | 158 | NA | NO | NO
EXTECH | 380193 | LCR METER HANDHELD | 210 | 263 | NA | NO | NO
EXTECH | 380198 | DMM HANDHELD | 126 | 158 | 170 | YES | NO
EXTECH | 380224 | DMM HANDHELD | 126 | 158 | 170 | YES | NO
EXTECH | 380260 | MEGOHMMETER | 168 | 210 | 227 | YES | NO
EXTECH | 380320 | MEGOHMMETER | 168 | 210 | 227 | YES | NO
EXTECH | 380360 | MEGOHMMETER | 168 | 210 | 227 | YES | NO
EXTECH | 380395 | INSULATION TESTER | 252 | 315 | 340 | YES | NO
EXTECH | 380400 | RESISTANCE DECADE BOX | 210 | 263 | 284 | YES | NO
EXTECH | 380460 | RESISTANCE MILLIOHM METER | 210 | 263 | 284 | YES | NO
EXTECH | 380505 | DMM HANDHELD | 126 | 158 | 170 | YES | NO
EXTECH | 380560 | RESISTANCE MILLIOHM METER | 210 | 263 | 284 | YES | NO
EXTECH | 380580 | RESISTANCE MILLIOHM METER | 210 | 263 | 284 | YES | NO
EXTECH | 380620 | HIPOT TESTER | 252 | 315 | 340 | YES | NO
EXTECH | 380650 | RESISTANCE MILLIOHM METER | 210 | 263 | 284 | YES | NO
EXTECH | 380654 | CLAMP METER | 126 | 158 | 170 | YES | NO
EXTECH | 380803 | POWER ANALYZER | 294 | 368 | 397 | YES | NO
EXTECH | 380912 | CLAMP METER | 126 | 158 | 170 | YES | NO
EXTECH | 380926 | CLAMP METER | 126 | 158 | 170 | YES | NO
EXTECH | 380942 | CLAMP METER | 126 | 158 | 170 | YES | NO
EXTECH | 380947 | CLAMP METER | 126 | 158 | 170 | YES | NO
EXTECH | 380950 | CLAMP METER | 126 | 158 | 170 | YES | NO
EXTECH | 382200 | DC POWER SUPPLY | 168 | 210 | 227 | YES | NO
EXTECH | 382203 | DC POWER SUPPLY | 168 | 210 | 227 | YES | NO
EXTECH | 382213 | DC POWER SUPPLY | 168 | 210 | 227 | YES | NO
EXTECH | 382252 | RESISTANCE TESTER GROUND | 210 | 263 | 284 | YES | NO
EXTECH | 382260 | DC POWER SUPPLY | 168 | 210 | 227 | YES | NO
EXTECH | 382270 | DC POWER SUPPLY | 185 | 231 | 250 | YES | NO
EXTECH | 382275 | DC POWER SUPPLY | 185 | 231 | 250 | YES | NO
EXTECH | 406800 | MANOMETER | 138 | 173 | NA | NO | NO | +/-5 PSI
EXTECH | 406850 | MANOMETER | 138 | 173 | NA | NO | NO | +/-2 PSI
EXTECH | 407113 | CFM THERMO-ANEMOMETER | 207 | 259 | NA | NO | NO
EXTECH | 407114 | AIR FLOW TEMP METER | 207 | 259 | NA | NO | NO
EXTECH | 407117 | AIR FLOW METER MINI-VANE | 207 | 259 | NA | NO | NO
EXTECH | 407123 | AIR FLOW ANEMOMETER THERMO | 207 | 259 | NA | NO | NO
EXTECH | 407722 | SOUND LEVEL CALIBRATOR | 168 | 210 | NA | NO | NO
EXTECH | 407727 | TEMP METER MULTIFUNCTION | 168 | 210 | NA | NO | NO
EXTECH | 407730 | SOUND LEVEL METER | 168 | 210 | NA | NO | NO
EXTECH | 407732 | SOUND LEVEL METER | 168 | 210 | NA | NO | NO
EXTECH | 407736 | SOUND LEVEL METER | 168 | 210 | NA | NO | NO
EXTECH | 407750 | SOUND LEVEL METER | 168 | 210 | NA | NO | NO
EXTECH | 407907 | TEMP METER RTD | 336 | 420 | 454 | YES | NO
EXTECH | 407910 | MANOMETER | 138 | 173 | NA | NO | NO | 29 PSI
EXTECH | 412400 | MULTIFUNCTION PROCESS CALIBRATOR | 210 | 263 | 284 | YES | NO
EXTECH | 412440 | PROCESS CALIBRATOR CURRENT LOOP SIMULATOR | 210 | 263 | 284 | YES | NO
EXTECH | 421305 | TEMP METER THERMOCOUPLE | 168 | 210 | 227 | YES | NO
EXTECH | 421307 | TEMP METER THERMOCOUPLE | 168 | 210 | 227 | YES | NO
EXTECH | 421501 | TEMP METER THERMOCOUPLE | 168 | 210 | 227 | YES | NO
EXTECH | 421502 | TEMP METER THERMOCOUPLE | 168 | 210 | 227 | YES | NO
EXTECH | 433201 | CALIBRATOR THERMOMETER | 210 | 263 | 284 | YES | NO
EXTECH | 445580 | HUMIDITY/TEMPERATURE PEN | 242 | 303 | NA | NO | NO
EXTECH | 445703 | HUMIDITY TEMP METER W PROBE | 242 | 303 | NA | NO | NO
EXTECH | 445715 | HUMIDITY TEMP METER W PROBE | 242 | 303 | NA | NO | NO
EXTECH | 445815 | HUMIDITY ALERT II | 242 | 303 | NA | NO | NO
EXTECH | 451104 | THERMO-ANEMOMETER | 207 | 259 | NA | NO | NO
EXTECH | 451126 | AIR FLOW METER ANEMOMETER | 207 | 259 | NA | NO | NO
EXTECH | 461750 | TACHOMETER | 168 | 210 | 227 | YES | NO | MU RPM using Time Mk on 5520A
EXTECH | 461825 | TACHOMETER STROBE | 210 | 263 | NA | NO | NO
EXTECH | 461830 | TACHOMETER | 168 | 210 | 227 | YES | NO | MU RPM using Time Mk on 5520A
EXTECH | 461840 | DIGITAL STROBOSCOPE | 210 | 263 | NA | NO | NO
EXTECH | 461880 | VIBRATION TACHOMETER | 227 | 284 | NA | NO | NO
EXTECH | 461891 | TACHOMETER CONTACT DIGITAL | 168 | 210 | 227 | YES | NO | MU RPM using Time Mk on 5520A
EXTECH | 461893 | DIGITAL PHOTO TACHOMETER | 168 | 210 | 227 | YES | NO | MU RPM using Time Mk on 5520A
EXTECH | 461895 | TACHOMETER PHOTO CONTACT | 168 | 210 | 227 | YES | NO | MU RPM using Time Mk on 5520A
EXTECH | 461920 | TACHOMETER COUNTER | 168 | 210 | 227 | YES | NO | MU RPM using Time Mk on 5520A
EXTECH | 461995 | TACHOMETER LASER PHOTO/CONTACT | 168 | 210 | 227 | YES | NO | MU RPM using Time Mk on 5520A
EXTECH | 475040 | FORCE GAUGE | 138 | 173 | NA | NO | NO
EXTECH | 475055 | FORCE GAUGE DIGITAL | 138 | 173 | NA | NO | NO
EXTECH | 480400 | AC PHASE SEQUENCE TESTER | 168 | NA | NA | NO | NO | LEVEL 4 ONLY
EXTECH | 11A | TEMP METER THERMOCOUPLE | 168 | 210 | 227 | YES | NO
EXTECH | 16463-1400 | PHOTO/CONTACT TACHOMETER | 168 | 210 | 227 | YES | NO | MU RPM using Time Mk on 5520A
EXTECH | 38091C | CLAMP METER | 126 | 158 | 170 | YES | NO
EXTECH | 412300A | CURRENT CALIBRATOR | 210 | 263 | 284 | YES | NO
EXTECH | 412355A | CURRENT AND VOLTAGE CALIBRATOR | 210 | 263 | 284 | YES | NO
EXTECH | 4-20MA | CURRENT LOOP SIMULATOR | 210 | 263 | 284 | YES | NO
EXTECH | 42280A | TEMP & HUMIDITY DATA LOGGER | 242 | 303 | NA | NO | NO
EXTECH | 42510A | IR THERMOMETER | 168 | 210 | NA | NO | NO
EXTECH | 4465CF | HUMIDITY TEMP METER | 242 | 303 | NA | NO | NO
EXTECH | 560A | 3.5/4.5 DMM WOUT SIGNATURE ANALYZER | 168 | 210 | 227 | YES | NO
EXTECH | AN100 | THERMO-ANEMOMETER | 207 | 259 | NA | NO | NO
EXTECH | BIG DIGIT | HUMIDITY TEMP METER | 242 | 303 | NA | NO | NO
EXTECH | CT70 | AC CIRCUIT LOAD TESTER | 126 | 158 | 170 | YES | NO
EXTECH | EA10 | TEMP METER THERMOCOUPLE | 168 | 210 | 227 | YES | NO
EXTECH | EA11A | TEMP METER THERMOCOUPLE | 168 | 210 | 227 | YES | NO
EXTECH | EA15 | TEMP METER THERMOCOUPLE DATALOGGING | 294 | 368 | 397 | YES | NO
EXTECH | EX320 | VOLTAGE DETECTOR | 126 | 158 | 170 | YES | NO
EXTECH | EX330 | MULTIMETER | 126 | 158 | 170 | YES | NO
EXTECH | EX505 | TRUE RMS INDUSTRIAL MULTIMETER | 126 | 158 | 170 | YES | NO
EXTECH | EX510 | TRUE RMS INDUSTRIAL MULTIMETER | 126 | 158 | 170 | YES | NO
EXTECH | EX520 | DMM HANDHELD | 126 | 158 | 170 | YES | NO
EXTECH | EX530 | MULTIMETER | 168 | 210 | 227 | YES | NO
EXTECH | EX623 | CLAMP METER | 126 | 158 | 170 | YES | NO
EXTECH | EX655 | CLAMP METER | 126 | 158 | 170 | YES | NO
EXTECH | EX730 | CLAMP METER | 126 | 158 | 170 | YES | NO
EXTECH | EX820 | CLAMP METER W/IR TEMP | 252 | 315 | 340 | YES | NO | CANNOT ACCREDIT IR TEMP
EXTECH | EX830 | CLAMP METER W/IR TEMP | 252 | 315 | 340 | YES | NO | CANNOT ACCREDIT IR TEMP
EXTECH | FG-5000 | FORCE GAUGE | 138 | 173 | NA | NO | NO
EXTECH | FO600 | FIBER OPTIC POWER METER | 210 | 263 | NA | NO | NO
EXTECH | HD200 NO IR | TEMP DATALOGGER | 126 | 158 | 170 | YES | NO | Meter Only. No IR Probe
EXTECH | HD200 WITH IR | TEMP DATALOGGER | 252 | 315 | 340 | YES | NO | Submitted with IR Probe. MU DMM Only
EXTECH | HD300 | THERMO-ANEMOMETER | 207 | 259 | NA | NO | NO
EXTECH | HD500 | IR THERMOMETER W RH | 294 | 368 | NA | NO | NO
EXTECH | HD700 | DIFFERENTIAL PRESSURE MANOMETER | 138 | 173 | NA | NO | NO
EXTECH | IR201 | IR THERMOMETER | 168 | 210 | NA | NO | NO
EXTECH | K TYPE | TEMP PROBE THERMOCOUPLE | 126 | 158 | 170 | YES | NO | TYPE K
EXTECH | LE220ST | FIBER OPTIC LASER SOURCE | 210 | 263 | NA | NO | NO
EXTECH | LS300SC | FIBER OPTIC LASER SOURCE | 210 | 263 | NA | NO | NO
EXTECH | LS320ST | FIBER OPTIC LASER SOURCE | 210 | 263 | NA | NO | NO
EXTECH | MA120 | CLAMP METER | 126 | 158 | 170 | YES | NO
EXTECH | MA1500 | CLAMP METER | 126 | 158 | 170 | YES | NO
EXTECH | MA200 | CLAMP METER | 126 | 158 | 170 | YES | NO
EXTECH | MA220 | CLAMP METER | 126 | 158 | 170 | YES | NO
EXTECH | MA440 | 400A AC CLAMP METER | 126 | 158 | 170 | YES | NO
EXTECH | METER | CLAMP METER | 126 | 158 | 170 | YES | NO
EXTECH | MG300 | WIRELESS TRMS MULTIMETER/INSULATION TESTER | 252 | 315 | 340 | YES | NO
EXTECH | MINITEC26 | MULTIMETER | 126 | 158 | 170 | YES | NO
EXTECH | MM560 | DIGITAL MULTIMETER | 126 | 158 | 170 | YES | NO
EXTECH | MM560A | HANDHELD DIGITAL MULTIMETER | 126 | 158 | 170 | YES | NO
EXTECH | MN15A | MINI MULTIMETER | 126 | 158 | 170 | YES | NO
EXTECH | MN26T | MULTIMETER | 126 | 158 | 170 | YES | NO
EXTECH | MN35 | MULTIMETER | 126 | 158 | 170 | YES | NO
EXTECH | MN36 | DMM HANDHELD | 126 | 158 | 170 | YES | NO
EXTECH | MO600 | FIBER OPTIC POWER METER | 210 | 263 | NA | NO | NO
EXTECH | MT320 | DMM HANDHELD | 126 | 158 | 170 | YES | NO
EXTECH | MultiView 110 | DMM HANDHELD | 126 | 158 | 170 | YES | NO
EXTECH | MV110 | DMM HANDHELD | 126 | 158 | 170 | YES | NO
EXTECH | PH220 | PH METER | 117 | 146 | NA | NO | NO
EXTECH | PHT-771 | PSYCHOMETER | 242 | 303 | NA | NO | NO
EXTECH | PRC10 | CURRENT CALIBRATOR | 336 | 420 | 454 | YES | NO
EXTECH | PRECISION RTD | THERMOMETER, SOLDERING | 168 | 210 | 227 | YES | NO
EXTECH | PRT200 | PHASE ROTATION TESTER | 109 | NA | NA | NO | NO | LEVEL 4 ONLY
EXTECH | RH101 | IR THERMOMETER & HUMIDITY METER | 294 | 368 | NA | NO | NO
EXTECH | RH250 | HUMIDITY TEMP METER | 242 | 303 | NA | NO | NO
EXTECH | RH300 | HUMIDITY TEMP METER | 242 | 303 | NA | NO | NO
EXTECH | RH520 | HUMIDITY TEMP CHART RECORDER | 242 | 303 | NA | NO | NO
EXTECH | RH520A | HUMIDITY TEMP CHART RECORDER | 242 | 303 | NA | NO | NO
EXTECH | RH520B | HUMIDITY & TEMPERATURE RECORDER | 242 | 303 | NA | NO | NO
EXTECH | RHT10 | HUMIDITY TEMP DATALOGGER | 242 | 303 | NA | NO | NO
EXTECH | RPM10 | LASER THERMOMETER | 168 | 210 | NA | NO | NO
EXTECH | RPM33 | TACHOMETER | 168 | 210 | 227 | YES | NO | MU RPM using Time Mk on 5520A
EXTECH | SD200 | DATALOGGER TEMP | 294 | 368 | 397 | YES | NO
EXTECH | SD500 | HUMIDITY TEMP DATALOGGER | 242 | 303 | NA | NO | NO
EXTECH | SD700 | BAROMETRIC PRESSURE/RH/TEMP DATALOGGER | 242 | 303 | NA | NO | NO
EXTECH | SDL200 | 4 CHANNEL TEMPERATURE METER | 168 | 210 | 227 | YES | NO
EXTECH | SDL600 | SOUND LEVEL METER | 168 | 210 | NA | NO | NO
EXTECH | STW515 | STOPWATCH | 126 | 158 | NA | NO | NO
EXTECH | THERMOCOUPLE PROBE | TEMP PROBE THERMOCOUPLE | 126 | 158 | 170 | YES | NO
EXTECH | TM100 | TEMP METER THERMOCOUPLE | 168 | 210 | 227 | YES | NO
EXTECH | TM500 | 12-CHANNEL THERMOCOUPLE DATALOGGER | 294 | 368 | 397 | YES | NO
EXTECH | UM200 | MICRO-OHMMETER | 252 | 315 | 340 | YES | NO
EXTECH | UNKNOWN | HUMIDITY TEMP METER | 242 | 303 | NA | NO | NO
EXTECH | USB200 | USB POWER MONITOR | 126 | 158 | 170 | YES | NO | METER ONLY
EXTECH | VIR50 | IR THERMOMETER | 168 | 210 | NA | NO | NO
EXTECH | VPC300 | PARTICLE COUNTER AIR | 504 | 630 | NA | NO | NO
EZ DIGITAL | DFG-8020 | FUNCTION GENERATOR | 210 | 263 | NA | NO | NO
EZ DIGITAL | DM-311 | DMM HANDHELD | 126 | 158 | 170 | YES | NO
EZ DIGITAL | DM-442B | DMM BENCHTOP | 168 | 210 | 227 | YES | NO
EZ DIGITAL | DS-1100C | OSCILLOSCOPE BENCHTOP | 252 | 315 | 340 | YES | NO | 0.02 GHZ
EZ DIGITAL | DS-1250C | OSCILLOSCOPE BENCHTOP | 252 | 315 | 340 | YES | NO | 0.02 GHZ
EZ DIGITAL | FC-3000 | FREQUENCY COUNTER | 210 | 263 | NA | NO | NO
EZ DIGITAL | FC-7150U | FREQUENCY COUNTER | 210 | 263 | NA | NO | NO
EZ DIGITAL | FG-7002C | FUNCTION GENERATOR | 210 | 263 | NA | NO | NO
EZ DIGITAL | FG-7005C | FUNCTION GENERATOR | 210 | 263 | NA | NO | NO
EZ DIGITAL | FG-8002 | FUNCTION GENERATOR | 210 | 263 | NA | NO | NO
EZ DIGITAL | GP-1303DU | DC POWER SUPPLY | 168 | 210 | 227 | YES | NO
EZ DIGITAL | GP-1303TP | DC POWER SUPPLY | 168 | 210 | 227 | YES | NO
EZ DIGITAL | GP-1305 | DC POWER SUPPLY | 168 | 210 | 227 | YES | NO
EZ DIGITAL | GP-1305DU | DC POWER SUPPLY | 168 | 210 | 227 | YES | NO
EZ DIGITAL | GP-1305TP | DC POWER SUPPLY | 168 | 210 | 227 | YES | NO
EZ DIGITAL | GP-1310 | DC POWER SUPPLY | 168 | 210 | 227 | YES | NO
EZ DIGITAL | GP-1503 | DC POWER SUPPLY | 168 | 210 | 227 | YES | NO
EZ DIGITAL | GP-1503TP | DC POWER SUPPLY | 168 | 210 | 227 | YES | NO
EZ DIGITAL | GP-1505 | DC POWER SUPPLY | 168 | 210 | 227 | YES | NO
EZ DIGITAL | GP-4303D | DC POWER SUPPLY | 168 | 210 | 227 | YES | NO
EZ DIGITAL | OS-5020G | OSCILLOSCOPE BENCHTOP | 252 | 315 | 340 | YES | NO | 0.02 GHZ
F.W. BELL | 4048 | GAUSS TESLA METER | 168 | 210 | NA | NO | NO
F.W. BELL | 5070 | GAUSS / TESLAMETER | 168 | 210 | NA | NO | NO
F.W. BELL | 5080 | GAUSS TESLA METER | 168 | 210 | NA | NO | NO
F.W. BELL | 5170 | GAUSS/TESLA METER | 168 | 210 | NA | NO | NO
F.W. BELL | 5180 | GAUSS/TESLA METER | 168 | 210 | NA | NO | NO
F.W. BELL | HTH57-0604 | PROBE | 168 | 210 | NA | NO | NO
FACOM | 10-50 NM | TORQUE WRENCH | 69 | 86 | 93 | YES | NO | Check Range. Accredited ONLY Up to 250 FtLbs
FACOM | 5-25 NM | TORQUE WRENCH | 69 | 86 | 93 | YES | NO | Check Range. Accredited ONLY Up to 250 FtLbs
FACOM | 70-350N.m | TORQUE WRENCH | 69 | 86 | 93 | YES | NO | Check Range. Accredited ONLY Up to 250 FtLbs
FACOM | R305D | TORQUE WRENCH | 69 | 86 | 93 | YES | NO | Check Range. Accredited ONLY Up to 250 FtLbs
FACOM | S.306-350D | TORQUE WRENCH | 69 | 86 | 93 | YES | NO | Check Range. Accredited ONLY Up to 250 FtLbs
FACOM | S.306-350R | TORQUE WRENCH | 69 | 86 | 93 | YES | NO | Check Range. Accredited ONLY Up to 250 FtLbs
FACOM | Various | TORQUE WRENCH | 69 | 86 | 93 | YES | NO | Check Range. Accredited ONLY Up to 250 FtLbs
FAIRBANKS | 32-82032-1 | SAS CALIBRATOR | 336 | 420 | NA | NO | NO
FAIRBANKS | 70-2453-4 | SCALE | 207 | 259 | NA | NO | NO | 150 LB - In Lab Only
FAIRBANKS | SCB-R9000-14 | SCALE FAIRBANK (CAP: 60/150 LBS) | 207 | 259 | NA | NO | NO
FAIRBANKS | SCB-R9000-14U | SCALE | 207 | 259 | NA | NO | NO | 150 LB - In Lab Only
FARIA | MS24543-2 | TEMP INDICATOR | 168 | 210 | 227 | YES | NO
FARIA CORP | MS 24540-2 | PRESSURE GAUGE | 69 | 86 | NA | NO | NO | 120 PSI
FARWEST AIRCRAFT | G26001-161 | FIRE EXTINGUISHING SYSTEM TEST SET | 168 | NA | NA | NO | NO
FARWEST AIRCRAFT | G28013-20 | FUEL PUMP DETECTOR TEST SET | 168 | NA | NA | NO | NO
FARWEST AIRCRAFT | J26004-24 | FIRE EXTINGUISHING SYSTEM TEST SET | 168 | NA | NA | NO | NO
FARWEST AIRCRAFT | J26006-2 | POWER SUPPLY COOLING FAN | 168 | NA | NA | NO | NO
FARWEST AIRCRAFT | J52027-2 | TEST BOX SQUIB CONNECTOR | 168 | NA | NA | NO | NO
FEDERAL | 0.5005 XX | RING GAUGE | 69 | 86 | NA | NO | NO
FEDERAL | 200P-1 | MICROMETER INDICATING | 69 | 86 | 93 | YES | NO | 1 INCH
FEDERAL | 278114-1 | INDICATOR DIAL | 69 | 86 | NA | NO | NO
FEDERAL | 281QN | INDICATOR DIAL | 69 | 86 | NA | NO | NO
FEDERAL | 49P-19 | CALIPER | 69 | 86 | 93 | YES | NO | 2 INCH
FEDERAL | A3Q | INDICATOR DIAL | 69 | 86 | NA | NO | NO
FEDERAL | A6Q | INDICATOR DIAL | 69 | 86 | NA | NO | NO
FEDERAL | A6Q/DZZ7111-7 | INDICATOR DIAL | 69 | 86 | NA | NO | NO
FEDERAL | B71 | INDICATOR DIAL | 69 | 86 | NA | NO | NO
FEDERAL | B81 | INDICATOR DIAL | 69 | 86 | NA | NO | NO
FEDERAL | C2I | INDICATOR DIAL | 69 | 86 | NA | NO | NO
FEDERAL | C71 | INDICATOR DIAL | 69 | 86 | NA | NO | NO
FEDERAL | C81 | INDICATOR DIAL | 69 | 86 | NA | NO | NO
FEDERAL | C81S | INDICATOR DIAL | 69 | 86 | NA | NO | NO
FEDERAL | C8IQ | INDICATOR DIAL | 69 | 86 | NA | NO | NO
FEDERAL | D71 | INDICATOR DIAL | 69 | 86 | NA | NO | NO
FEDERAL | EAS-2632W1 | SURFACE PROFILOMETER | 276 | 345 | NA | NO | NO
FEDERAL | LT-1 | INDICATOR TEST | 69 | 86 | NA | NO | NO
FEDERAL | M-2 | INDICATOR TEST | 69 | 86 | NA | NO | NO
FEDERAL | RC21 | BORE GAUGE | 69 | 86 | NA | NO | NO
FEDERAL | T-6 | INDICATOR TEST | 69 | 86 | NA | NO | NO
FEDERAL | WC21 | INDICATOR DIAL | 69 | 86 | NA | NO | NO
FEDERAL | WC5M | INDICATOR DIAL | 69 | 86 | NA | NO | NO
FEELTECH | FY6900 | FUNCTION GENERATOR | 210 | 263 | NA | NO | NO
FENWAL | 550 | TYPE J THERMOCOUPLE | 126 | 158 | 170 | YES | NO
FESTO | 220 PSI | AIR PRESSURE REGULATOR | 69 | 86 | NA | NO | NO
FIBER INSTRUMENT SALES | 9050-0000 | OPTICAL LIGHT SOURCE 850 NM | 210 | 263 | NA | NO | NO
FIBER INSTRUMENT SALES | F18513 Series All Models | FIBER OPTIC POWER METER | 210 | 263 | NA | NO | NO
FIBER INSTRUMENT SALES | F18513HH | FIBER OPTIC POWER METER | 210 | 263 | NA | NO | NO
FIBER INSTRUMENT SALES | F18513HR | FIBER OPTIC POWER METER | 210 | 263 | NA | NO | NO
FIBER INSTRUMENT SALES | Various (All Models) | FIBER OPTIC POWER METER | 0 | 0 | NA | NO | NO | Use Manufacturer: FIS
FIBER INSTRUMENT SALES | Various (All Models) | FIBER OPTIC POWER METER | 210 | 263 | NA | NO | NO
FIBERBASIX | ELS-100 | LIGHT SOURCE | 210 | 263 | NA | NO | NO
FIELDPIECE | AAV3 | AIR VELOCITY AND TEMPERATURE HEAD | 207 | 259 | NA | NO | NO
FIELDPIECE | ATC1 | PIPE CLAMP THERMOCOUPLE | 126 | 158 | 170 | YES | NO
FIELDPIECE | EHDL1 | ELECTRONIC ACCESSORY HEAD HANDLE | 126 | 158 | 170 | YES | NO
FIELDPIECE | HS26 | DMM HANDHELD | 126 | 158 | 170 | YES | NO
FIELDPIECE | HS33 | DMM HANDHELD | 126 | 158 | 170 | YES | NO
FIELDPIECE | HS35 | DMM HANDHELD | 126 | 158 | 170 | YES | NO
FIELDPIECE | HS36 | DMM HANDHELD | 126 | 158 | 170 | YES | NO
FIELDPIECE | SC66 | CLAMP METER | 126 | 158 | 170 | YES | NO
FIELDPIECE | SRS2C | REFRIGERANT SCALE | 124 | 155 | NA | NO | NO
FIELDPIECE | SRS3 | Scale - Wireless Refrigerant | 124 | 155 | NA | NO | NO
FIRST WEIGH | CS12-7001 | SCALE | 124 | 155 | NA | NO | NO | 12 LB
FIS | F18513 Series All Models | FIBER OPTIC POWER METER | 210 | 263 | NA | NO | NO
FIS | F18513HH | FIBER OPTIC POWER METER | 210 | 263 | NA | NO | NO
FIS | F18513HR | FIBER OPTIC POWER METER | 210 | 263 | NA | NO | NO
FIS | Various (All Models) | FIBER OPTIC POWER METER | 210 | 263 | NA | NO | NO
FISCHER | DUALSCOPE FMP40 | DUALSCOPE | 76 | 95 | NA | NO | NO
FISCHER TECHNOLOGY | 033-30059A | METER, DUALSCOPE THICKNESS | 76 | 95 | NA | NO | NO
FISCHER TECHNOLOGY | MP20E | COATING THICKNESS GAUGE DUALSCOPE | 76 | 95 | NA | NO | NO
FISHER | 418F | OVEN | 378 | 473 | 510 | YES | NO | Accredited Up to +400oC
FISHER & PAYKEL HEALTHCARE | RD900AEU | PRESSURE GAUGE | 69 | 86 | NA | NO | NO
FISHER SCIENTIFIC | 103414 | TEMP METER THERMOCOUPLE | 168 | 210 | 227 | YES | NO
FISHER SCIENTIFIC | 88881023 | Microplate Shaker | 336 | 420 | NA | NO | NO
FISHER SCIENTIFIC | 05-028-24 | TACHOMETER PHOTO | 168 | 210 | 227 | YES | NO | MU RPM using Time Mk on 5520A
FISHER SCIENTIFIC | 06-0662-56 | STOPWATCH | 126 | 158 | NA | NO | NO
FISHER SCIENTIFIC | 06-662-4 | TEMPERATURE AND HUMIDITY RECORDER | 242 | 303 | NA | NO | NO
FISHER SCIENTIFIC | 06-662-50 | TIMER | 126 | 158 | NA | NO | NO
FISHER SCIENTIFIC | 06-664-11 | TEMP METER THERMOCOUPLE | 168 | 210 | 227 | YES | NO
FISHER SCIENTIFIC | 06-664-28 | AIR FLOW METER | 207 | 259 | NA | NO | NO
FISHER SCIENTIFIC | 06-684-251 | TIMER | 126 | 158 | NA | NO | NO
FISHER SCIENTIFIC | 11-661-13 | HUMIDITY TEMP METER | 242 | 303 | NA | NO | NO
FISHER SCIENTIFIC | 11-661-19 | HUMIDITY TEMP CHART RECORDER | 242 | 303 | NA | NO | NO
FISHER SCIENTIFIC | 11-661-7D | HUMIDITY TEMP METER | 242 | 303 | NA | NO | NO
FISHER SCIENTIFIC | 13-303-201 | STAR A211 pH METER | 117 | 146 | NA | NO | NO
FISHER SCIENTIFIC | 14-648-17 | CALIPER | 69 | 86 | 93 | YES | NO | 6 INCH
FISHER SCIENTIFIC | 14-649-17 | TIMER | 126 | 158 | NA | NO | NO
FISHER SCIENTIFIC | 14-649-5 | TIMER STOPWATCH | 126 | 158 | NA | NO | NO
FISHER SCIENTIFIC | 146E | TEMP INCUBATOR | 378 | 473 | 510 | YES | NO | Accredited Up to +400oC
FISHER SCIENTIFIC | 15-077-11 | TEMP METER THERMOCOUPLE | 168 | 210 | 227 | YES | NO | TYPE K
FISHER SCIENTIFIC | 15-077-960 | TEMP METER THERMOCOUPLE | 168 | 210 | 227 | YES | NO
FISHER SCIENTIFIC | 15-078-38 | THERMOMETER | 168 | 210 | 227 | YES | NO
FISHER SCIENTIFIC | 15-081-108 | High-Accuracy Refrigerator/Freezer Thermometer w Probe | 168 | 210 | 227 | YES | NO
FISHER SCIENTIFIC | 282A | OVEN BAROMETRIC | 378 | 473 | 510 | YES | NO | Accredited Up to +400oC
FISHER SCIENTIFIC | 5013CC | TIMER | 126 | 158 | NA | NO | NO
FISHER SCIENTIFIC | 750G | OVEN | 378 | 473 | 510 | YES | NO | Accredited Up to +400oC
FISHER SCIENTIFIC | AB15 | PH METER | 117 | 146 | NA | NO | NO
FISHER SCIENTIFIC | Hitemp 140 PT | HIGH TEMPERATURE DATALOGGER | 294 | 368 | 397 | YES | NO
FISHER SCIENTIFIC | HOT WIRE ANEMOMETER | ANEMOMETER | 207 | 259 | NA | NO | NO
FISHER SCIENTIFIC | PT-100 | TEMP METER THERMOCOUPLE | 168 | 210 | 227 | YES | NO
FISHER SCIENTIFIC | S407992 | ALARM TIMER | 126 | 158 | NA | NO | NO
FISHER SCIENTIFIC | S90209 | STOPWATCH | 126 | 158 | NA | NO | NO
FISHER SCIENTIFIC | SA-300FA | Autoclave | 336 | 420 | NA | NO | NO
FISHER SCIENTIFIC | TYPE K | TEMP PROBE THERMOCOUPLE | 126 | 158 | 170 | YES | NO | TYPE K
FISHER SCIENTIFIC | UNKNOWN | TEMP METER THERMOCOUPLE | 168 | 210 | 227 | YES | NO
FISHER SCIENTIFIC | XT-400 | SCALE ANALYTICAL BALANCE | 207 | 259 | NA | NO | NO | 400 g
FLEX | CUSTOM | MARGIN TEST BOX | 109 | 136 | 147 | YES | NO
FLEX | LINEAR MED - MIN | MIN - GAUGE FOR PROBES CALIBRATION M01ST20 | 69 | 86 | NA | NO | NO
FLEX | LINEAR MED - NOM | NOM - GAUGE FOR PROBES CALIBRATION M01ST20 | 69 | 86 | NA | NO | NO
FLEX | LINEAR MED- MAX | MAX - GAUGE FOR PROBES CALIBRATION M01ST20 | 69 | 86 | NA | NO | NO
FLEX | NONE | HI POT MARGIN TEST BOX | 109 | 136 | 147 | YES | NO
FLEX CORE | AVT-150E | POWER TRANSDUCER | 168 | 210 | 227 | YES | NO
FLEX CORE | VT-120E | AC VOLT TO CURRENT TRANSDUCER | 168 | 210 | 227 | YES | NO | 150V=1mAOUT
FLEX CORE | VT-240E | AC VOLTAGE TRANSDUCER | 168 | 210 | 227 | YES | NO
FLEXBAR | 5.7187 | RING GAUGE MASTER CLASS Z | 69 | 86 | NA | NO | NO
FLEXBAR | 12683 | CALIPER I.D. | 69 | 86 | 93 | YES | NO
FLEXBAR | 0-1" | INDICATOR DIAL | 69 | 86 | NA | NO | NO | 1 INCH
FLEXBAR | 3.7500" | RING GAUGE MASTER CLASS Z | 69 | 86 | NA | NO | NO
FLIR | 1195956 | INFRARED CAMERA | 210 | 263 | NA | NO | NO
FLIR | B50 | INFRARED CAMERA | 210 | 263 | NA | NO | NO
FLIR | C2 | INFRARED CAMERA | 210 | 263 | NA | NO | NO
FLIR | DM166 | MULTIMETER WITH IR | 336 | 420 | 454 | YES | NO | Cannot Accredit IR Thermometer Function
FLIR | DM92 | MULTIMETER | 168 | 210 | 227 | YES | NO
FLIR | DM93 | MULTIMETER | 168 | 210 | 227 | YES | NO
FLIR | E4 | INFRARED CAMERA | 210 | 263 | NA | NO | NO
FLIR | E40 | INFRARED CAMERA | 210 | 263 | NA | NO | NO
FLIR | E45 | INFRARED CAMERA | 210 | 263 | NA | NO | NO
FLIR | E5 XT | THERMAL CAMERA | 210 | 263 | NA | NO | NO
FLIR | E53 | Thermal imaging camera | 210 | 263 | NA | NO | NO
FLIR | E60 | INFRARED CAMERA | 210 | 263 | NA | NO | NO
FLIR | E76 | INFRARED CAMERA | 210 | 263 | NA | NO | NO
FLIR | E8 | IR THERMOMETER | 168 | 210 | NA | NO | NO
FLIR | E95 | INFRARED CAMERA | 210 | 263 | NA | NO | NO
FLIR | E96 | INFRARED CAMERA | 210 | 263 | NA | NO | NO
FLIR | FLIR I7 | INFRARED CAMERA | 210 | 263 | NA | NO | NO
FLIR | FLIR-E63900 | INFRARED CAMERA | 210 | 263 | NA | NO | NO
FLIR | i60 | IR THERMOMETER IMAGER | 210 | 263 | NA | NO | NO
FLIR | i7 | INFRARED CAMERA | 210 | 263 | NA | NO | NO
FLIR | IM75 | INSULATION MULTIMETER | 168 | 210 | 227 | YES | NO
FLIR | P640 | INFRARED CAMERA | 210 | 263 | NA | NO | NO
FLIR | P65HS | IR THERMOMETER | 168 | 210 | NA | NO | NO
FLIR | T300 | INFRARED CAMERA | 210 | 263 | NA | NO | NO
FLIR | T360 | IR THERMOMETER IMAGER | 210 | 263 | NA | NO | NO
FLIR | T530 | INFRARED CAMERA | 210 | 263 | NA | NO | NO
FLIR | T540 | INFRARED CAMERA | 210 | 263 | NA | NO | NO
FLIR | T620 | IR THERMOMETER | 168 | 210 | NA | NO | NO
FLIR | TG165 | INFRARED CAMERA | 210 | 263 | NA | NO | NO
FLIR | THERMACAM E25 | THERMAL CAMERA | 210 | 263 | NA | NO | NO
FLUKE | 11 | DMM HANDHELD | 126 | 158 | 170 | YES | NO
FLUKE | 12 | DMM HANDHELD | 126 | 158 | 170 | YES | NO
FLUKE | 16 | DMM HANDHELD | 126 | 158 | 170 | YES | NO
FLUKE | 23 | DMM HANDHELD | 126 | 158 | 170 | YES | NO
FLUKE | 25 | DMM HANDHELD | 126 | 158 | 170 | YES | NO
FLUKE | 26 | DMM HANDHELD | 126 | 158 | 170 | YES | NO
FLUKE | 27 | DMM HANDHELD | 126 | 158 | 170 | YES | NO
FLUKE | 29 | DMM HANDHELD | 126 | 158 | 170 | YES | NO
FLUKE | 30 | CLAMP METER | 126 | 158 | 170 | YES | NO
FLUKE | 31 | DMM HANDHELD | 126 | 158 | 170 | YES | NO
FLUKE | 32 | CLAMP METER | 126 | 158 | 170 | YES | NO
FLUKE | 33 | CLAMP METER | 126 | 158 | 170 | YES | NO
FLUKE | 36 | CLAMP METER | 126 | 158 | 170 | YES | NO
FLUKE | 37 | DMM HANDHELD | 126 | 158 | 170 | YES | NO
FLUKE | 41 | AC POWER ANALYZER | 294 | 368 | 397 | YES | NO
FLUKE | 43 | AC POWER ANALYZER | 294 | 368 | 397 | YES | NO
FLUKE | 45 | DMM BENCHTOP HIGH ACC | 210 | 263 | 284 | YES | NO
FLUKE | 50 | TEMP METER THERMOCOUPLE | 168 | 210 | 227 | YES | NO
FLUKE | 51 | TEMP METER THERMOCOUPLE | 168 | 210 | 227 | YES | NO
FLUKE | 52 | TEMP METER THERMOCOUPLE | 168 | 210 | 227 | YES | NO
FLUKE | 53 | TEMP METER THERMOCOUPLE | 168 | 210 | 227 | YES | NO
FLUKE | 54 | TEMP METER THERMOCOUPLE | 168 | 210 | 227 | YES | NO
FLUKE | 61 | IR THERMOMETER | 168 | 210 | NA | NO | NO
FLUKE | 62 | IR THERMOMETER | 168 | 210 | NA | NO | NO
FLUKE | 63 | IR THERMOMETER | 168 | 210 | NA | NO | NO
FLUKE | 65 | IR THERMOMETER | 168 | 210 | NA | NO | NO
FLUKE | 73 | DMM HANDHELD | 126 | 158 | 170 | YES | NO
FLUKE | 75 | DMM HANDHELD | 126 | 158 | 170 | YES | NO
FLUKE | 76 | DMM HANDHELD | 126 | 158 | 170 | YES | NO
FLUKE | 77 | DMM HANDHELD | 126 | 158 | 170 | YES | NO
FLUKE | 79 | DMM HANDHELD | 126 | 158 | 170 | YES | NO
FLUKE | 83 | DMM HANDHELD | 126 | 158 | 170 | YES | NO
FLUKE | 85 | DMM HANDHELD | 126 | 158 | 170 | YES | NO
FLUKE | 87 | DMM HANDHELD | 126 | 158 | 170 | YES | NO
FLUKE | 91 | OSCILLOSCOPE SCOPEMETER | 336 | 420 | 454 | YES | NO | 0.05 GHZ
FLUKE | 92 | OSCILLOSCOPE SCOPEMETER | 336 | 420 | 454 | YES | NO | 0.05 GHZ
FLUKE | 95 | OSCILLOSCOPE SCOPEMETER | 336 | 420 | 454 | YES | NO | 0.05 GHZ
FLUKE | 96 | OSCILLOSCOPE SCOPEMETER | 336 | 420 | 454 | YES | NO | 0.05 GHZ
FLUKE | 97 | OSCILLOSCOPE SCOPEMETER | 336 | 420 | 454 | YES | NO | 0.05 GHZ
FLUKE | 99 | OSCILLOSCOPE SCOPEMETER | 336 | 420 | 454 | YES | NO | 0.05 GHZ
FLUKE | 101 | MULTIMETER | 126 | 158 | 170 | YES | NO
FLUKE | 105 | OSCILLOSCOPE SCOPEMETER | 336 | 420 | 454 | YES | NO | 0.10 GHZ
FLUKE | 107 | MULTIMETER | 126 | 158 | 170 | YES | NO
FLUKE | 110 | DMM HANDHELD | 126 | 158 | 170 | YES | NO
FLUKE | 111 | DMM HANDHELD | 126 | 158 | 170 | YES | NO
FLUKE | 112 | DMM HANDHELD | 126 | 158 | 170 | YES | NO
FLUKE | 113 | DMM HANDHELD | 126 | 158 | 170 | YES | NO
FLUKE | 114 | DMM HANDHELD | 126 | 158 | 170 | YES | NO
FLUKE | 115 | DMM HANDHELD | 126 | 158 | 170 | YES | NO
FLUKE | 116 | DMM HANDHELD | 126 | 158 | 170 | YES | NO
FLUKE | 117 | DMM HANDHELD | 126 | 158 | 170 | YES | NO
FLUKE | 123 | OSCILLOSCOPE SCOPEMETER | 336 | 420 | 454 | YES | NO | 0.020 GHZ
FLUKE | 124 | OSCILLOSCOPE SCOPEMETER | 336 | 420 | 454 | YES | NO | 0.020 GHZ
FLUKE | 175 | DMM HANDHELD | 126 | 158 | 170 | YES | NO
FLUKE | 177 | DMM HANDHELD | 126 | 158 | 170 | YES | NO
FLUKE | 179 | DMM HANDHELD | 126 | 158 | 170 | YES | NO
FLUKE | 187 | DMM HANDHELD | 126 | 158 | 170 | YES | NO
FLUKE | 189 | DMM HANDHELD | 126 | 158 | 170 | YES | NO
FLUKE | 192 | OSCILLOSCOPE SCOPEMETER | 336 | 420 | 454 | YES | NO | 0.06 GHZ
FLUKE | 196 | OSCILLOSCOPE SCOPEMETER | 336 | 420 | 454 | YES | NO | 0.10 GHZ
FLUKE | 199 | OSCILLOSCOPE SCOPEMETER | 336 | 420 | 454 | YES | NO | 0.20 GHZ
FLUKE | 233 | DMM HANDHELD REMOTE DISPLAY | 126 | 158 | 170 | YES | NO
FLUKE | 287 | DMM HANDHELD | 168 | 210 | 227 | YES | NO
FLUKE | 289 | DMM HANDHELD | 168 | 210 | 227 | YES | NO
FLUKE | 321 | CLAMP METER | 126 | 158 | 170 | YES | NO
FLUKE | 322 | CLAMP METER | 126 | 158 | 170 | YES | NO
FLUKE | 323 | CLAMP METER | 126 | 158 | 170 | YES | NO
FLUKE | 324 | CLAMP METER | 126 | 158 | 170 | YES | NO
FLUKE | 325 | CLAMP METER | 126 | 158 | 170 | YES | NO
FLUKE | 333 | CLAMP METER | 126 | 158 | 170 | YES | NO
FLUKE | 334 | CLAMP METER | 126 | 158 | 170 | YES | NO
FLUKE | 335 | CLAMP METER | 126 | 158 | 170 | YES | NO
FLUKE | 336 | CLAMP METER | 126 | 158 | 170 | YES | NO
FLUKE | 337 | CLAMP METER | 126 | 158 | 170 | YES | NO
FLUKE | 345 | CLAMP METER | 126 | 158 | 170 | YES | NO
FLUKE | 355 | CLAMP METER | 126 | 158 | 170 | YES | NO
FLUKE | 360 | CLAMP METER | 126 | 158 | 170 | YES | NO
FLUKE | 365 | CLAMP METER | 126 | 158 | 170 | YES | NO
FLUKE | 373 | CLAMP METER | 126 | 158 | 170 | YES | NO
FLUKE | 374 | CLAMP METER | 126 | 158 | 170 | YES | NO
FLUKE | 375 | CLAMP METER | 126 | 158 | 170 | YES | NO
FLUKE | 376 | CLAMP METER | 126 | 158 | 170 | YES | NO
FLUKE | 381 | CLAMP METER | 126 | 158 | 170 | YES | NO
FLUKE | 434 | AC POWER ANALYZER | 294 | 368 | 397 | YES | NO
FLUKE | 435 | POWER QUALITY ANALYZER | 294 | 368 | 397 | YES | NO
FLUKE | 561 | IR THERMOMETER | 168 | 210 | NA | NO | NO
FLUKE | 566 | IR THERMOMETER | 168 | 210 | NA | NO | NO
FLUKE | 568 | IR THERMOMETER | 168 | 210 | NA | NO | NO
FLUKE | 702 | PROCESS CALIBRATOR | 210 | 263 | 284 | YES | NO
FLUKE | 705 | PROCESS CALIBRATOR DC CURRENT | 210 | 263 | 284 | YES | NO
FLUKE | 707 | PROCESS CALIBRATOR LOOP CURRENT | 210 | 263 | 284 | YES | NO
FLUKE | 709 | PRECISION LOOP CALIBRATOR | 210 | 263 | 284 | YES | NO
FLUKE | 712 | PROCESS CALIBRATOR RTD | 210 | 263 | 284 | YES | NO
FLUKE | 713 | PRESSURE CALIBRATOR | 166 | 208 | NA | NO | NO
FLUKE | 714 | PROCESS CALIBRATOR THERMOCOUPLE | 210 | 263 | 284 | YES | NO
FLUKE | 715 | PROCESS CALIBRATOR | 210 | 263 | 284 | YES | NO
FLUKE | 716 | PRESSURE CALIBRATOR | 166 | 208 | NA | NO | NO
FLUKE | 724 | PROCESS CALIBRATOR TEMPERATURE | 210 | 263 | 284 | YES | NO
FLUKE | 725 | PROCESS CALIBRATOR | 210 | 263 | 284 | YES | NO
FLUKE | 726 | PROCESS CALIBRATOR | 210 | 263 | 284 | YES | NO
FLUKE | 744 | PROCESS CALIBRATOR | 210 | 263 | 284 | YES | NO
FLUKE | 753 | PROCESS CALIBRATOR | 210 | 263 | 284 | YES | NO
FLUKE | 754 | DOCUMENTING PROCESS CALIBRATOR | 336 | 420 | 454 | YES | NO
FLUKE | 771 | CLAMP METER | 126 | 158 | 170 | YES | NO
FLUKE | 772 | CLAMP METER | 126 | 158 | 170 | YES | NO
FLUKE | 773 | CLAMP METER | 126 | 158 | 170 | YES | NO
FLUKE | 787 | PROCESS METER | 210 | 263 | 284 | YES | NO
FLUKE | 789 | PROCESS METER | 210 | 263 | 284 | YES | NO
FLUKE | 820 | STROBOSCOPE | 210 | 263 | NA | NO | NO
FLUKE | 867 | PROCESS CALIBRATOR DMM | 210 | 263 | 284 | YES | NO
FLUKE | 902 | CLAMP METER | 126 | 158 | 170 | YES | NO
FLUKE | 922 | AIR FLOW METER | 207 | 259 | NA | NO | NO
FLUKE | 971 | HUMIDITY TEMP METER | 242 | 303 | NA | NO | NO
FLUKE | 983 | AIRBORNE PARTICLE COUNTER | 504 | 630 | NA | NO | NO
FLUKE | 985 | AIRBORNE PARTICLE COUNTER | 504 | 630 | NA | NO | NO
FLUKE | 1503 | INSULATION TESTER | 168 | 210 | 227 | YES | NO
FLUKE | 1507 | MEGOHMMETER | 168 | 210 | 227 | YES | NO
FLUKE | 1520 | MEGOHMMETER | 168 | 210 | 227 | YES | NO
FLUKE | 1577 | INSULATION MULTIMETER | 168 | 210 | 227 | YES | NO
FLUKE | 1587 | MEGOHMMETER | 168 | 210 | 227 | YES | NO
FLUKE | 1623 | EARTH/GROUND TESTER | 210 | 263 | 284 | YES | NO
FLUKE | 1630 | EARTH GROUND CLAMP | 210 | 263 | 284 | YES | NO
FLUKE | 1730 | AC POWER ANALYZER W CURRENT | 420 | 525 | 567 | YES | NO
FLUKE | 1734 | ENERGY LOGGER | 420 | 525 | 567 | YES | NO
FLUKE | 1735 | POWER LOGGER | 420 | 525 | NA | NO | NO
FLUKE | 1750 | POWER RECORDER | 294 | 368 | 397 | YES | NO
FLUKE | 1777 | POWER QUALITY ANALYZER | 420 | 525 | 567 | YES | NO
FLUKE | 2625 | DMM DATA ACQUISITION HYDRA | 336 | 420 | 454 | YES | NO
FLUKE | 6500 | APPLIANCE TESTER | 294 | 368 | 397 | YES | NO
FLUKE | 9040 | PHASE ROTATION INDICATOR | 109 | NA | NA | NO | NO | LEVEL 4 ONLY
FLUKE | 9100 NO OPT | CALIBRATOR MULTIFUNCTION | 1260 | 1575 | NA | NO | NO | No Scope (No OPT 250 or OPT 600)
FLUKE | 9100 OPT 250 | CALIBRATOR MULTIFUNCTION | 1764 | 2205 | NA | NO | NO | 0.25 GHZ
FLUKE | 9100 OPT 600 | CALIBRATOR MULTIFUNCTION | 1764 | 2205 | NA | NO | NO | 0.60 GHZ
FLUKE | 9970 | VOLTAGE DETECTOR | 0 | 0 | NA | NO | NO | Send To Applied Instruments
FLUKE | 2559389 | TC TEMPERATURE SENSOR | 126 | 158 | 170 | YES | NO
FLUKE | 105B | OSCILLOSCOPE SCOPEMETER | 336 | 420 | 454 | YES | NO | 0.10 GHZ
FLUKE | 110 PLUS | MULTIMETER | 126 | 158 | 170 | YES | NO
FLUKE | 123B | INDUSTRIAL SCOPEMETER 20MHZ | 336 | 420 | 454 | YES | NO | 0.02 GHZ
FLUKE | 124A | OSCILLOSCOPE SCOPEMETER | 336 | 420 | 454 | YES | NO | 0.020 GHZ
FLUKE | 124B | OSCILLOSCOPE SCOPEMETER | 336 | 420 | 454 | YES | NO | 0.020 GHZ
FLUKE | 12B | DMM HANDHELD | 126 | 158 | 170 | YES | NO
FLUKE | 1550B | MEGOHMMETER | 252 | 315 | 340 | YES | NO
FLUKE | 1550C | MEGOHMMETER | 252 | 315 | 340 | YES | NO
FLUKE | 1551A EX | STIK THERMOMETER | 336 | 420 | NA | NO | NO
FLUKE | 1587 FC | INSULATION MULTIMETER | 168 | 210 | 227 | YES | NO
FLUKE | 15B+ | DMM HANDHELD | 126 | 158 | 170 | YES | NO
FLUKE | 1630-2 FC | EARTH GROUND CLAMP | 210 | 263 | 284 | YES | NO
FLUKE | 17B+ | DIGITAL MULTIMETER | 126 | 158 | 170 | YES | NO
FLUKE | 1900A | FREQ COUNTER | 210 | 263 | NA | NO | NO
FLUKE | 190-102 | OSCILLOSCOPE SCOPEMETER | 336 | 420 | 454 | YES | NO | All 190 Series
FLUKE | 190-104 | Fluke ScopeMeter / Portable Oscilloscope | 336 | 420 | 454 | YES | NO | All 190 Series
FLUKE | 190-202 | OSCILLOSCOPE SCOPEMETER | 336 | 420 | 454 | YES | NO | All 190 Series
FLUKE | 190-204 | SCOPEMETER | 336 | 420 | 454 | YES | NO | All 190 Series
FLUKE | 1910A | FREQ COUNTER | 210 | 263 | NA | NO | NO
FLUKE | 192B | OSCILLOSCOPE SCOPEMETER | 336 | 420 | 454 | YES | NO | 0.06 GHZ
FLUKE | 196B | OSCILLOSCOPE SCOPEMETER | 336 | 420 | 454 | YES | NO | 0.10 GHZ
FLUKE | 196C | OSCILLOSCOPE SCOPEMETER | 336 | 420 | 454 | YES | NO | 0.10 GHZ
FLUKE | 199A | OSCILLOSCOPE SCOPEMETER | 336 | 420 | 454 | YES | NO | 0.20 GHZ
FLUKE | 199B | OSCILLOSCOPE SCOPEMETER | 336 | 420 | 454 | YES | NO | 0.20 GHZ
FLUKE | 199C | OSCILLOSCOPE SCOPEMETER | 336 | 420 | 454 | YES | NO | 0.20 GHZ
FLUKE | 21 II | DMM HANDHELD | 126 | 158 | 170 | YES | NO
FLUKE | 215C | SCOPEMETER W BUS HEALTH TEST | 336 | 420 | 454 | YES | NO | 0.10 GHZ
FLUKE | 2165A | TEMP METER THERMOCOUPLE | 168 | 210 | 227 | YES | NO
FLUKE | 2166A | TEMP METER THERMOCOUPLE | 168 | 210 | 227 | YES | NO
FLUKE | 2168A | TEMP METER THERMOCOUPLE MULTI-CHAN | 252 | 315 | 340 | YES | NO
FLUKE | 2170A | TEMP METER THERMOCOUPLE | 168 | 210 | 227 | YES | NO
FLUKE | 2175A | TEMP METER THERMOCOUPLE | 168 | 210 | 227 | YES | NO
FLUKE | 2176A | TEMP METER THERMOCOUPLE MULTI-CHAN | 252 | 315 | 340 | YES | NO
FLUKE | 2190A | TEMP METER THERMOCOUPLE | 168 | 210 | 227 | YES | NO
FLUKE | 2190A WITH Y2001 | TEMP METER THERMOCOUPLE MULTI-CHAN | 252 | 315 | 340 | YES | NO
FLUKE | 225C | SCOPEMETER W BUS HEALTH TEST | 336 | 420 | 454 | YES | NO | 0.20 GHZ
FLUKE | 23 II | DMM HANDHELD | 126 | 158 | 170 | YES | NO
FLUKE | 23 III | DMM HANDHELD | 126 | 158 | 170 | YES | NO
FLUKE | 233/A | AUTOMOTIVE MULTIMETER | 126 | 158 | 170 | YES | NO
FLUKE | 26 III | DMM HANDHELD | 126 | 158 | 170 | YES | NO
FLUKE | 2620A | HYDRA DATALOGGER | 336 | 420 | 454 | YES | NO
FLUKE | 2620A-05 | DMM DATA ACQUISITION HYDRA | 336 | 420 | 454 | YES | NO
FLUKE | 2625A | DMM DATA ACQUISITION HYDRA | 336 | 420 | 454 | YES | NO
FLUKE | 2635A | DMM DATA ACQUISITION HYDRA | 336 | 420 | 454 | YES | NO
FLUKE | 2638A | DMM DATA ACQUISITION HYDRA | 462 | 578 | 624 | YES | NO
FLUKE | 2640A | DMM DATA ACQUISITION HYDRA | 336 | 420 | 454 | YES | NO
FLUKE | 2640A/41A | NETDAQ | 336 | 420 | 454 | YES | NO
FLUKE | 2645A | NETDAQ | 336 | 420 | 454 | YES | NO
FLUKE | 27 FM | DMM HANDHELD | 126 | 158 | 170 | YES | NO
FLUKE | 279 FC | DMM HANDHELD | 126 | 158 | 170 | YES | NO
FLUKE | 28 II | DMM HANDHELD | 126 | 158 | 170 | YES | NO
FLUKE | 29 II | DMM HANDHELD | 126 | 158 | 170 | YES | NO
FLUKE | 3140R | 400 AMP AC CLAMP | 126 | 158 | 170 | YES | NO
FLUKE | 368FC | CLAMP METER | 126 | 158 | 170 | YES | NO
FLUKE | 369 FC | CLAMP METER | 126 | 158 | 170 | YES | NO
FLUKE | 374 FC | CLAMP METER | 126 | 158 | 170 | YES | NO
FLUKE | 375 FC | CLAMP METER | 126 | 158 | 170 | YES | NO
FLUKE | 376 C TRMS | CLAMP METER | 126 | 158 | 170 | YES | NO
FLUKE | 376 FC | CLAMP METER | 126 | 158 | 170 | YES | NO
FLUKE | 376 FC / I2500-18 | CLAMP METER W IFLEX PROBE | 126 | 158 | 170 | YES | NO
FLUKE | 393 FC | CLAMP METER W IFLEX PROBE | 126 | 158 | 170 | YES | NO
FLUKE | 41B | AC POWER ANALYZER | 294 | 368 | 397 | YES | NO
FLUKE | 435 SERIES II | POWER QUALITY AND ENERGY ANALYZER | 294 | 368 | 397 | YES | NO
FLUKE | 45 All Series | DMM BENCHTOP HIGH ACC | 210 | 263 | 284 | YES | NO
FLUKE | 50 II | TEMP METER THERMOCOUPLE | 168 | 210 | 227 | YES | NO
FLUKE | 50 III | TEMP METER THERMOCOUPLE | 168 | 210 | 227 | YES | NO
FLUKE | 50D | TEMP METER THERMOCOUPLE | 168 | 210 | 227 | YES | NO
FLUKE | 51 II | TEMP METER THERMOCOUPLE | 168 | 210 | 227 | YES | NO
FLUKE | 51 III | TEMP METER THERMOCOUPLE | 168 | 210 | 227 | YES | NO
FLUKE | 5100B | CALIBRATOR | 1092 | 1365 | 1474 | YES | NO
FLUKE | 5101B | CALIBRATOR MULTIFUNCTION | 1092 | 1365 | 1474 | YES | NO
FLUKE | 515A | CALIBRATOR MULTIFUNCTION | 588 | 735 | 794 | YES | NO
FLUKE | 52 II | TEMP METER THERMOCOUPLE | 168 | 210 | 227 | YES | NO
FLUKE | 52 III | TEMP METER THERMOCOUPLE | 168 | 210 | 227 | YES | NO
FLUKE | 53 II | TEMP METER THERMOCOUPLE | 168 | 210 | 227 | YES | NO
FLUKE | 53 IIB | DIGITAL THERMOMETER | 168 | 210 | 227 | YES | NO
FLUKE | 53 III | TEMP METER THERMOCOUPLE | 168 | 210 | 227 | YES | NO
FLUKE | 5320A | MULTIFUNCTION ELECTRICAL TESTER | 1260 | 1575 | NA | NO | NO
FLUKE | 54 II | TEMP METER THERMOCOUPLE | 168 | 210 | 227 | YES | NO
FLUKE | 54 II B | THERMOMETER | 168 | 210 | 227 | YES | NO
FLUKE | 54 IIB | TEMP METER THERMOCOUPLE | 168 | 210 | 227 | YES | NO
FLUKE | 5440B | CALIBRATOR DC VOLTS | 1092 | 1365 | 1474 | YES | NO
FLUKE | 5500A NO OPT | CALIBRATOR MULTIFUNCTION | 1092 | 1365 | NA | NO | NO | No Scope (No SC300 or SC600)
FLUKE | 5500A SC300 | CALIBRATOR MULTIFUNCTION | 1596 | 1995 | NA | NO | NO | 0.30 GHZ
FLUKE | 5500A SC600 | CALIBRATOR MULTIFUNCTION | 1596 | 1995 | NA | NO | NO | 0.60 GHZ
FLUKE | 5502A | MULTI-PRODUCT CALIBRATOR | 0 | 0 | NA | NO | NO | Use Option: NO OPT, SC300 or SC600
FLUKE | 5502A NO OPT | MULTI-PRODUCT CALIBRATOR | 1092 | 1365 | NA | NO | NO | No Scope (No SC300 or SC600)
FLUKE | 5502A SC300 | CALIBRATOR MULTIFUNCTION | 1596 | 1995 | NA | NO | NO | 0.30 GHZ
FLUKE | 5502A SC600 | CALIBRATOR MULTIFUNCTION | 1596 | 1995 | NA | NO | NO | 0.60 GHZ
FLUKE | 5520A | CALIBRATOR | 0 | 0 | NA | NO | NO | Use Option: NO OPT,SC300,SC600 or SC1100
FLUKE | 5520A NO OPT | CALIBRATOR MULTIFUNCTION | 1260 | 1575 | NA | NO | NO | No Scope (No SC300,SC600 or SC1100)
FLUKE | 5520A SC1100 | CALIBRATOR MULTIFUNCTION | 1932 | 2415 | NA | NO | NO | 1.10 GHZ
FLUKE | 5520A SC300 | CALIBRATOR MULTIFUNCTION | 1764 | 2205 | NA | NO | NO | 0.30 GHZ
FLUKE | 5520A SC600 | CALIBRATOR MULTIFUNCTION | 1764 | 2205 | NA | NO | NO | 0.60 GHZ
FLUKE | 5522A | Multi-Product Calibrator | 0 | 0 | NA | NO | NO | Use Option: NO OPT,SC300,SC600 or SC1100
FLUKE | 5522A NO OPT | CALIBRATOR MULTIFUNCTION | 1260 | 1575 | NA | NO | NO | No Scope (No SC300,SC600 or SC1100)
FLUKE | 5522A SC1100 | CALIBRATOR MULTIFUNCTION | 1932 | 2415 | NA | NO | NO | 1.10 GHZ
FLUKE | 5522A SC300 | CALIBRATOR MULTIFUNCTION | 1764 | 2205 | NA | NO | NO | 0.30 GHZ
FLUKE | 5522A SC600 | CALIBRATOR MULTIFUNCTION | 1764 | 2205 | NA | NO | NO | 0.60 GHZ
FLUKE | 5700A | CALIBRATOR | 0 | 0 | NA | NO | NO | Price By Option: No Opt, WB (Opt 03)
FLUKE | 5700A No Opt | CALIBRATOR MULTIFUNCTION | 1092 | 1365 | NA | NO | NO
FLUKE | 5700A WITH OPT03 | CALIBRATOR MULTIFUNCTION | 1344 | 1680 | NA | NO | NO | OPT03=WideBand
FLUKE | 5720A | CALIBRATOR | 0 | 0 | NA | NO | NO | Price By Option: No Opt, WB (Opt 03)
FLUKE | 5720A No Opt | CALIBRATOR MULTIFUNCTION | 1092 | 1365 | NA | NO | NO
FLUKE | 5720A WITH OPT03 | CALIBRATOR MULTIFUNCTION | 1344 | 1680 | NA | NO | NO | OPT03=WideBand
FLUKE | 5725A | AMPLIFIER CURRENT AC VOLT | 756 | 945 | NA | NO | NO
FLUKE | 5790A | AC MEASUREMENT STANDARD | 0 | 0 | NA | NO | NO | Use Option: NO WB or Wideband
FLUKE | 5790A NO OPT | AC MEASUREMENT STANDARD NO WIDEBAND | 3360 | 4200 | NA | NO | NO | NO Wideband
FLUKE | 5790A WIDEBAND OPT | AC MEASUREMENT STANDARD W WIDEBAND | 4704 | 5880 | NA | NO | NO | With Wideband Option
FLUKE | 59 MAX | IR THERMOMETER | 168 | 210 | NA | NO | NO
FLUKE | 59 MAX + | IR THERMOMETER | 168 | 210 | NA | NO | NO
FLUKE | 59 MINI | IR THERMOMETER | 168 | 210 | NA | NO | NO
FLUKE | 6060A | RF SIGNAL GENERATOR | 588 | 735 | NA | NO | NO | 1.05 GHZ
FLUKE | 6060AN | RF SIGNAL GENERATOR | 588 | 735 | NA | NO | NO | 1.05 GHZ
FLUKE | 6061A | RF SIGNAL GENERATOR | 588 | 735 | NA | NO | NO | 1.05 GHZ
FLUKE | 6061AN | RF SIGNAL GENERATOR | 588 | 735 | NA | NO | NO | 1.05 GHZ
FLUKE | 62 MAX | IR THERMOMETER | 168 | 210 | NA | NO | NO
FLUKE | 62 MAX+ | IR THERMOMETER | 168 | 210 | NA | NO | NO
FLUKE | 62 MINI | IR THERMOMETER | 168 | 210 | NA | NO | NO
FLUKE | 64 MAX | IR THERMOMETER | 168 | 210 | NA | NO | NO
FLUKE | 70 II | DMM HANDHELD | 126 | 158 | 170 | YES | NO
FLUKE | 70 III | DMM HANDHELD | 126 | 158 | 170 | YES | NO
FLUKE | 700P07 | PRESSURE GAUGE MODULE | 186 | 233 | NA | NO | NO | 500 PSI
FLUKE | 700P08 | PRESSURE GAUGE MODULE | 186 | 233 | NA | NO | NO | 1000 PSI
FLUKE | 700P30 | PRESSURE GAUGE MODULE | 186 | 233 | NA | NO | NO | 5000 PSI
FLUKE | 700PD2 | PRESSURE GAUGE MODULE | 186 | 233 | NA | NO | NO | -1 +1 PSI D/G
FLUKE | 700PD3 | PRESSURE GAUGE MODULE | 186 | 233 | NA | NO | NO | -5 +5 PSI D/G
FLUKE | 700PD4 | PRESSURE GAUGE MODULE | 186 | 233 | NA | NO | NO | -15 +15 PSI
FLUKE | 700PD5 | PRESSURE GAUGE MODULE | 186 | 233 | NA | NO | NO | -15 +30 PSI
FLUKE | 700PD6 | PRESSURE GAUGE MODULE | 186 | 233 | NA | NO | NO | -15 +100 PSI
FLUKE | 700PD7 | PRESSURE GAUGE MODULE | 186 | 233 | NA | NO | NO | -15 +200 PSI
FLUKE | 700PV3 | PRESSURE GAUGE MODULE | 186 | 233 | NA | NO | NO | -5 PSID G
FLUKE | 700PV4 | PRESSURE GAUGE MODULE | 186 | 233 | NA | NO | NO | -15 PSID G
FLUKE | 7109A | PORTABLE CALIBRATION BATH | 378 | 473 | NA | NO | NO
FLUKE | 713 100G | PRESSURE CALIBRATOR | 166 | 208 | NA | NO | NO
FLUKE | 714B | THERMOCOUPLE CALIBRATOR | 210 | 263 | 284 | YES | NO
FLUKE | 717 1000G | PRESSURE CALIBRATOR | 166 | 208 | NA | NO | NO
FLUKE | 717 300G | PRESSURE CALIBRATOR | 166 | 208 | NA | NO | NO
FLUKE | 717-1G | PRESSURE CALIBRATOR | 166 | 208 | NA | NO | NO
FLUKE | 719-100G | PRESSURE CALIBRATOR | 166 | 208 | NA | NO | NO
FLUKE | 7220A | FREQ COUNTER | 210 | 263 | NA | NO | NO
FLUKE | 73 II | DMM HANDHELD | 126 | 158 | 170 | YES | NO
FLUKE | 73 III | DMM HANDHELD | 126 | 158 | 170 | YES | NO
FLUKE | 73 SERIES III | DMM HANDHELD | 126 | 158 | 170 | YES | NO
FLUKE | 7-300 | DMM HANDHELD | 126 | 158 | 170 | YES | NO
FLUKE | 742A-1 | RESISTANCE STANDARD | 336 | 420 | 454 | YES | NO | DATA ONLY
FLUKE | 742A-10K | RESISTANCE STANDARD | 336 | 420 | 454 | YES | NO | DATA ONLY
FLUKE | 743B | PROCESS CALIBRATOR | 210 | 263 | 284 | YES | NO
FLUKE | 75 II | DMM HANDHELD | 126 | 158 | 170 | YES | NO
FLUKE | 75 III | DMM HANDHELD | 126 | 158 | 170 | YES | NO
FLUKE | 75 SERIES II | DMM HANDHELD | 126 | 158 | 170 | YES | NO
FLUKE | 750PD2 | PRESSURE MODULE | 186 | 233 | NA | NO | NO
FLUKE | 7526A | CALIBRATOR PRECISION PROCESS | 588 | 735 | 794 | YES | NO
FLUKE | 7-600 | DMM HANDHELD | 126 | 158 | 170 | YES | NO
FLUKE | 77 II | DMM HANDHELD | 126 | 158 | 170 | YES | NO
FLUKE | 77 III | DMM HANDHELD | 126 | 158 | 170 | YES | NO
FLUKE | 77 IV | DMM HANDHELD | 126 | 158 | 170 | YES | NO
FLUKE | 77 SERIES II | DIGITAL MULTIMETER | 126 | 158 | 170 | YES | NO
FLUKE | 77/AN | DMM HANDHELD | 126 | 158 | 170 | YES | NO
FLUKE | 787B | PROCESSMETER | 336 | 420 | 454 | YES | NO
FLUKE | 79 II | DMM HANDHELD | 126 | 158 | 170 | YES | NO
FLUKE | 79 III | DMM HANDHELD | 126 | 158 | 170 | YES | NO
FLUKE | 8000A | DMM BENCHTOP | 168 | 210 | 227 | YES | NO
FLUKE | 8010A | DMM HANDHELD | 126 | 158 | 170 | YES | NO
FLUKE | 8012A | DMM HANDHELD | 126 | 158 | 170 | YES | NO
FLUKE | 8020A | DMM HANDHELD | 126 | 158 | 170 | YES | NO
FLUKE | 8020B | DMM HANDHELD | 126 | 158 | 170 | YES | NO
FLUKE | 8021A | DMM HANDHELD | 126 | 158 | 170 | YES | NO
FLUKE | 8021B | DMM HANDHELD | 126 | 158 | 170 | YES | NO
FLUKE | 8022A | DMM HANDHELD | 126 | 158 | 170 | YES | NO
FLUKE | 8022B | DMM HANDHELD | 126 | 158 | 170 | YES | NO
FLUKE | 8024A | DMM HANDHELD | 126 | 158 | 170 | YES | NO
FLUKE | 8024B | DMM HANDHELD | 126 | 158 | 170 | YES | NO
FLUKE | 8050A | DMM HANDHELD | 126 | 158 | 170 | YES | NO
FLUKE | 8060A | DMM HANDHELD | 126 | 158 | 170 | YES | NO
FLUKE | 8062A | DMM HANDHELD | 126 | 158 | 170 | YES | NO
FLUKE | 80AK-A | THERMOCOUPLE ADAPTER | 0 | 0 | NA | NO | NO | NO CAL REQUIRED.
FLUKE | 80BK-A | TYPE K THERMOCOUPLE | 126 | 158 | 170 | YES | NO
FLUKE | 80i-1000s | CLAMP PROBE CURRENT | 126 | 158 | 170 | YES | NO
FLUKE | 80i-1010 | CLAMP PROBE CURRENT | 126 | 158 | 170 | YES | NO
FLUKE | 80i-110s | CLAMP PROBE CURRENT | 126 | 158 | 170 | YES | NO
FLUKE | 80i-400 | CLAMP PROBE CURRENT | 126 | 158 | 170 | YES | NO
FLUKE | 80I-410 | CLAMP PROBE CURRENT | 126 | 158 | 170 | YES | NO
FLUKE | 80i-500s | CLAMP PROBE CURRENT | 126 | 158 | 170 | YES | NO
FLUKE | 80I-600 | CLAMP PROBE CURRENT | 126 | 158 | 170 | YES | NO
FLUKE | 80I-600A | CLAMP PROBE CURRENT | 126 | 158 | 170 | YES | NO
FLUKE | 80i-KW | CLAMP PROBE CURRENT | 126 | 158 | 170 | YES | NO
FLUKE | 80K-15 | PROBE HIGH VOLTAGE AC/DC | 168 | 210 | 227 | YES | NO
FLUKE | 80K-40 | PROBE HIGH VOLTAGE AC/DC | 168 | 210 | 227 | YES | NO
FLUKE | 80K-6 | PROBE HIGH VOLTAGE AC/DC | 168 | 210 | 227 | YES | NO
FLUKE | 80PK-11 | K-TYPE THERMOCOUPLE | 126 | 158 | 170 | YES | NO
FLUKE | 80PK-22 | IMMERSION TEMPERATURE PROBE | 126 | 158 | 170 | YES | NO
FLUKE | 80PK-2A | TEMP PROBE THERMOCOUPLE | 126 | 158 | 170 | YES | NO | TYPE K
FLUKE | 80PK-3A | TEMP PROBE THERMOCOUPLE | 126 | 158 | 170 | YES | NO | TYPE K
FLUKE | 80PK-xx (All Models) | TEMP PROBE THERMOCOUPLE | 126 | 158 | 170 | YES | NO
FLUKE | 80T-150U | TEMP PROBE | 126 | 158 | 170 | YES | NO
FLUKE | 80T-150UA | TEMP PROBE | 126 | 158 | 170 | YES | NO
FLUKE | 80T-IR | IR THERMOMETER PROBE | 168 | 210 | NA | NO | NO
FLUKE | 80TK | TEMP PROBE THERMOCOUPLE MODULE | 126 | 158 | 170 | YES | NO
FLUKE | 83 III | DMM HANDHELD | 126 | 158 | 170 | YES | NO
FLUKE | 83 V | DMM HANDHELD | 126 | 158 | 170 | YES | NO
FLUKE | 85 III | DMM HANDHELD | 126 | 158 | 170 | YES | NO
FLUKE | 8502A | DMM | 378 | 473 | 510 | YES | NO
FLUKE | 8505A | DMM LABORATORY | 336 | 420 | 454 | YES | NO
FLUKE | 8506A | DMM LABORATORY | 336 | 420 | 454 | YES | NO
FLUKE | 8508A | DMM LABORATORY HIGH ACC | 714 | 893 | NA | NO | NO | 8.5 DIGITS
FLUKE | 8520A | DMM LABORATORY | 378 | 473 | 510 | YES | NO
FLUKE | 8558A | DMM LABORATORY HIGH ACC | 714 | 893 | NA | NO | NO | 8.5 DIGITS
FLUKE | 8588A | DMM LABORATORY HIGH ACC | 714 | 893 | NA | NO | NO | 8.5 DIGITS
FLUKE | 8600A | DMM BENCHTOP | 168 | 210 | 227 | YES | NO
FLUKE | 867B | GRAPHICAL MULTIMETER | 210 | 263 | 284 | YES | NO
FLUKE | 87 II | DMM HANDHELD | 126 | 158 | 170 | YES | NO
FLUKE | 87 III | DMM HANDHELD | 126 | 158 | 170 | YES | NO
FLUKE | 87 IV | DMM HANDHELD | 126 | 158 | 170 | YES | NO
FLUKE | 87 V | DMM HANDHELD | 126 | 158 | 170 | YES | NO
FLUKE | 87 V EX | MULTIMETER | 126 | 158 | 170 | YES | NO
FLUKE | 87 V MAX | MULTIMETER | 126 | 158 | 170 | YES | NO
FLUKE | 87V | DMM | 126 | 158 | 170 | YES | NO
FLUKE | 87V Ex | DMM HANDHELD | 126 | 158 | 170 | YES | NO
FLUKE | 8800A | DMM BENCHTOP | 168 | 210 | 227 | YES | NO
FLUKE | 8808A | DMM BENCHTOP | 168 | 210 | 227 | YES | NO
FLUKE | 8810A | DMM BENCHTOP | 168 | 210 | 227 | YES | NO
FLUKE | 8840A | DMM BENCHTOP HIGH ACC | 210 | 263 | 284 | YES | NO
FLUKE | 8840AF | DMM BENCHTOP HIGH ACC | 210 | 263 | 284 | YES | NO
FLUKE | 8842A | DMM BENCHTOP HIGH ACC | 210 | 263 | 284 | YES | NO
FLUKE | 8845A | DMM BENCHTOP HIGH ACC | 210 | 263 | 284 | YES | NO
FLUKE | 8846A | DMM BENCHTOP HIGH ACC | 210 | 263 | 284 | YES | NO
FLUKE | 88V | DMM HANDHELD | 126 | 158 | 170 | YES | NO
FLUKE | 89 IV | DMM HANDHELD | 126 | 158 | 170 | YES | NO
FLUKE | 902 FC | CLAMP METER | 126 | 158 | 170 | YES | NO
FLUKE | 9100-200 | CURRENT MULTIPLIER COIL 10X 50X | 294 | 368 | NA | NO | NO
FLUKE | 92 II | OSCILLOSCOPE SCOPEMETER | 336 | 420 | 454 | YES | NO | 0.05 GHZ
FLUKE | 92B | OSCILLOSCOPE SCOPEMETER | 336 | 420 | 454 | YES | NO | 0.06 GHZ
FLUKE | 96B | OSCILLOSCOPE SCOPEMETER | 336 | 420 | 454 | YES | NO | 0.06 GHZ
FLUKE | 990 DSL | CABLE TESTER | 0 | 0 | NA | NO | NO | ALGREG ONLY
FLUKE | 99B | OSCILLOSCOPE SCOPEMETER | 336 | 420 | 454 | YES | NO | 0.10 GHZ
FLUKE | A3001 FC | AC Current iFlex | 126 | 158 | 170 | YES | NO
FLUKE | BT521 | BATTERY ANALYZER | 252 | 315 | 340 | YES | NO
FLUKE | C9970 | VOLTAGE DETECTOR | 0 | 0 | NA | NO | NO | Send To Applied Instruments
FLUKE | CABLEIQ | QUALIFICATION TESTER | 168 | NA | NA | NO | NO | LEVEL 4 ONLY
FLUKE | CNX3000 | MULTIMETER | 168 | 210 | 227 | YES | NO
FLUKE | DP120 | DIFFERENTIAL VOLTAGE PROBE | 168 | 210 | 227 | YES | NO
FLUKE | DP5622A | TEMP DATA LOGGER | 294 | 368 | 397 | YES | NO
FLUKE | EI-162AC | INDUCING CURRENT CLAMP | 126 | 158 | 170 | YES | NO
FLUKE | EI-162X | SENSING CURRENT CLAMP | 126 | 158 | 170 | YES | NO
FLUKE | ESA609 | ELECTRICAL SAFETY ANALYZER | 294 | 368 | 397 | YES | NO
FLUKE | ESA615 | ELECTRICAL SAFETY ANALYZER | 294 | 368 | 397 | YES | NO
FLUKE | ESA620 | ELECTRICAL SAFETY ANALYZER | 294 | 368 | 397 | YES | NO
FLUKE | ET73III | DMM HANDHELD | 126 | 158 | 170 | YES | NO
FLUKE | ET-87 | DMM HANDHELD | 126 | 158 | 170 | YES | NO
FLUKE | FOM | FIBER OPTIC METER | 210 | 263 | NA | NO | NO
FLUKE | FOS-850 | FIBER OPTIC LASER SOURCE | 210 | 263 | NA | NO | NO
FLUKE | FT330 | FIBER DISPLAY SCOPE | 168 | NA | NA | NO | NO | LEVEL 4 ONLY
FLUKE | HYDRA | DMM DATA ACQUISITION HYDRA | 0 | 0 | NA | NO | NO | Use Model # (2625A-2645A)
FLUKE | HYDRA II | DMM DATA ACQUISITION HYDRA | 0 | 0 | NA | NO | NO | Use Model # (2625A-2645A)
FLUKE | i1000s | CLAMP PROBE CURRENT | 126 | 158 | 170 | YES | NO
FLUKE | i1010 | CLAMP PROBE CURRENT | 126 | 158 | 170 | YES | NO
FLUKE | i200 | CLAMP PROBE CURRENT | 126 | 158 | 170 | YES | NO
FLUKE | i2000 | CLAMP PROBE CURRENT | 126 | 158 | 170 | YES | NO
FLUKE | i2000 FLEX | CLAMP PROBE CURRENT | 126 | 158 | 170 | YES | NO
FLUKE | i2500-18 | CLAMP PROBE CURRENT | 126 | 158 | 170 | YES | NO
FLUKE | i30 | AC/DC CURRENT CLAMP | 126 | 158 | 170 | YES | NO
FLUKE | i3000s | CLAMP PROBE CURRENT | 126 | 158 | 170 | YES | NO
FLUKE | i30s | CLAMP PROBE CURRENT | 126 | 158 | 170 | YES | NO
FLUKE | i310s | CLAMP PROBE CURRENT | 126 | 158 | 170 | YES | NO
FLUKE | i400 | CLAMP PROBE CURRENT | 126 | 158 | 170 | YES | NO
FLUKE | I400S | CLAMP PROBE CURRENT | 126 | 158 | 170 | YES | NO
FLUKE | i410 | CLAMP PROBE CURRENT | 126 | 158 | 170 | YES | NO
FLUKE | i6000S | AC CURRENT PROBE | 126 | 158 | 170 | YES | NO
FLUKE | i800 | CLAMP PROBE CURRENT | 126 | 158 | 170 | YES | NO
FLUKE | MPS450 | PATIENT MULTI PARAMETER SIMULATOR | 420 | 525 | 567 | YES | NO
FLUKE | PA0011 | CLAMP SURFACE THERMOCOUPLE | 126 | 158 | NA | NO | NO
FLUKE | PA0021 | CLAMP AIR THERMOCOUPLE | 126 | 158 | NA | NO | NO
FLUKE | PA0064 | EXPOSED JUNCTION THERMOCOUPLE | 126 | 158 | NA | NO | NO
FLUKE | PA0082 | WASHER THERMOCOUPLE | 126 | 158 | NA | NO | NO
FLUKE | PRV240 | PROVING UNIT | 168 | 210 | NA | NO | NO
FLUKE | PRV240FS | PROVING UNIT | 168 | 210 | NA | NO | NO
FLUKE | PS400 | PATIENT SIMULATOR | 420 | 525 | 567 | YES | NO
FLUKE | PV350 | PRESSURE VACUUM MODULE | 124 | 155 | NA | NO | NO
FLUKE | T+PRO | DMM HANDHELD | 126 | 158 | 170 | YES | NO
FLUKE | T3000 FC | WIRELESS TEMPERATURE METER | 168 | 210 | 227 | YES | NO
FLUKE | T5-100 | DMM HANDHELD | 126 | 158 | 170 | YES | NO
FLUKE | T5-1000 | ELECTRICAL TESTER | 126 | 158 | 170 | YES | NO
FLUKE | T5-600 | DMM HANDHELD | 126 | 158 | 170 | YES | NO
FLUKE | T6-1000 | ELECTRICAL TESTER | 126 | 158 | 170 | YES | NO
FLUKE | T6-600 | ELECTRICAL TESTER | 126 | 158 | 170 | YES | NO
FLUKE | TI0080A | DATAPAQ XL2 TRANSDUCER INTERFACE | 336 | 420 | NA | NO | NO
FLUKE | Ti10 | IR THERMOMETER IMAGER | 210 | 263 | NA | NO | NO
FLUKE | TI125 | IR THERMOMETER IMAGER | 210 | 263 | NA | NO | NO
FLUKE | TI20 | THERMAL IMAGER | 210 | 263 | NA | NO | NO
FLUKE | Ti25 | IR THERMOMETER IMAGING | 210 | 263 | NA | NO | NO
FLUKE | Ti32 | IR THERMOMETER IMAGER | 210 | 263 | NA | NO | NO
FLUKE | Ti45 | IR THERMOMETER IMAGER | 210 | 263 | NA | NO | NO
FLUKE | TI480 | INFRARED CAMERA | 210 | 263 | NA | NO | NO
FLUKE | Ti55 | IR THERMOMETER IMAGING | 210 | 263 | NA | NO | NO
FLUKE | TI56 | IR THERMOMETER IMAGER | 210 | 263 | NA | NO | NO
FLUKE | TYPE K | TEMP PROBE THERMOCOUPLE | 126 | 158 | 170 | YES | NO
FLUKE | VT02 | VISUAL IR THERMOMETER | 210 | 263 | NA | NO | NO
FLUKE | Y8100 | CLAMP PROBE CURRENT | 126 | 158 | 170 | YES | NO
FLUKE | Y8101A | CLAMP PROBE CURRENT | 126 | 158 | 170 | YES | NO
FLUKE HART | 1504 | THERMOMETER READOUT | 336 | 420 | 454 | YES | NO
FLUKE HART | 1521 | TEMP METER RTD | 336 | 420 | 454 | YES | NO
FLUKE HART | 1522 | TEMP METER RTD THERMISTOR | 336 | 420 | 454 | YES | NO
FLUKE HART | 1523 | REFERENCE THERMOMETER READOUT | 336 | 420 | 454 | YES | NO
FLUKE HART | 1524 | REFERENCE THERMOMETER READOUT | 336 | 420 | 454 | YES | NO
FLUKE HART | 1529 | TEMP METER RTD | 336 | 420 | 454 | YES | NO
FLUKE HART | 1560 | BLACK STACK | 336 | 420 | 454 | YES | NO
FLUKE HART | 5610 | RTD PROBE | 504 | 630 | 680 | YES | NO
FLUKE HART | 5628 | RTD PROBE | 504 | 630 | 680 | YES | NO
FLUKE HART | 5680 | TEMP PROBE RTD | 504 | 630 | 680 | YES | NO
FLUKE HART | 7102 | TEMP CALIBRATOR LIQUID BATH | 378 | 473 | 510 | YES | NO
FLUKE HART | 7103 | TEMP CALIBRATOR DRYWELL | 336 | 420 | 454 | YES | NO
FLUKE HART | 9009 | TEMP CALIBRATOR DRYWELL DUAL | 336 | 420 | 454 | YES | NO
FLUKE HART | 9140 | TEMP CALIBRATOR DRYWELL | 336 | 420 | 454 | YES | NO
FLUKE HART | 1502A | THERMOMETER READOUT | 336 | 420 | 454 | YES | NO
FLUKE HART | 1529R | TEMP METER RTD | 336 | 420 | 454 | YES | NO
FLUKE HART | 1586A | PRECISION TEMPERATURE SCANNER | 420 | 525 | 567 | YES | NO
FLUKE HART | 5606-50-L | PROBE,IMMERSION PRT | 504 | 630 | 680 | YES | NO
FLUKE HART | 5610-6 | THERMISTOR PROBE | 504 | 630 | 680 | YES | NO
FLUKE HART | 5610-9 | TEMP PROBE THERMISTOR | 504 | 630 | 680 | YES | NO
FLUKE HART | 5615-6-L | RTD PROBE | 504 | 630 | 680 | YES | NO
FLUKE HART | 5616-12 | Secondary Reference PRT | 504 | 630 | 680 | YES | NO
FLUKE HART | 5616-12 | TEMP PROBE RTD | 504 | 630 | 680 | YES | NO
FLUKE HART | 5618-12 | TEMP PROBE RTD | 504 | 630 | 680 | YES | NO
FLUKE HART | 5627A | Secondary Reference PRT | 504 | 630 | 680 | YES | NO
FLUKE HART | 9100S | HANDHELD DRY WELL | 336 | 420 | 454 | YES | NO
FLUKE HART | 9140 HDRC | TEMP CALIBRATOR DRYWELL | 336 | 420 | 454 | YES | NO
FLUKE NETWORKS | 635A | QUICKBERT T1 | 294 | 368 | NA | NO | NO
FLUKE NETWORKS | CFP-QUAD | LOSS LENGTH, POWER METER MODULE | 210 | 263 | NA | NO | NO
FLUKE NETWORKS | DSX-5000 | CABLE ANALYZER MODULE | 168 | 210 | NA | NO | NO
FLUKE NETWORKS | DSX-8000 | CABLE ANALYZER MODULE | 168 | NA | NA | NO | NO
FLUKE NETWORKS | DTX-1800 | CABLE ANALYZER | 168 | 210 | NA | NO | NO
FLUKE NETWORKS | DTX-1800 SMART REMOTE | SMART REMOTE | 168 | NA | NA | NO | NO | LEVEL 4 ONLY
FLUKE NETWORKS | DTX-1800/MU | CABLE ANALYZER | 168 | 210 | NA | NO | NO
FLUKE NETWORKS | DTX-1800/RU | SMART REMOTE | 168 | 210 | NA | NO | NO
FLUKE NETWORKS | DTX-MFM | FIBER MODULE | 210 | 263 | NA | NO | NO
FLUKE NETWORKS | DTX-MFM2 | MULTIMODE FIBER MODULE | 210 | 263 | NA | NO | NO
FLUKE NETWORKS | DTX-OTDR MODULE | SINGLEMODE/MULTIMODE | 210 | 263 | NA | NO | NO
FLUKE NETWORKS | DTX-SFM | SINGLEMODE FIBER MODULE | 210 | 263 | NA | NO | NO
FLUKE NETWORKS | OFP-QUAD | OPTIFIBER PRO QUAD OTDR MODULE | 210 | 263 | NA | NO | NO
FLUKE NETWORKS | OFP-QUAD | QUAD OTDR MODULE | 210 | 263 | NA | NO | NO
FLUKE NETWORKS | VERSIV | CABLE ANALYZER | 168 | NA | NA | NO | NO | Test Cable Resistance Function
FLUKE NETWORKS | VERSIV 2 | CABLE ANALYZER | 168 | 210 | NA | NO | NO
FLUKE NETWORKS | VERSIV REMOTE | CABLE ANALYZER REMOTE | 168 | NA | NA | NO | NO | No NIST Parameters
FLUKE PHILIPS | PM2525 | DMM BENCHTOP HIGH ACC | 210 | 263 | 284 | YES | NO
FLUKE PHILIPS | PM2534 | DMM BENCHTOP HIGH ACC | 210 | 263 | 284 | YES | NO
FLUKE PHILIPS | PM2813 | DC POWER SUPPLY | 168 | 210 | 227 | YES | NO
FLUKE PHILIPS | PM3055 | OSCILLOSCOPE BENCHTOP | 252 | 315 | 340 | YES | NO | 0.06 GHZ
FLUKE PHILIPS | PM3394 | OSCILLOSCOPE BENCHTOP | 252 | 315 | 340 | YES | NO | 0.20 GHZ
FLUKE PHILIPS | PM3585 | LOGIC ANALYZER | 420 | 525 | NA | NO | NO
FLUKE PHILIPS | PM5139 | FUNCTION GENERATOR | 336 | 420 | NA | NO | NO
FLUKE PHILIPS | PM5515 | FUNCTION GENERATOR | 336 | 420 | NA | NO | NO
FLUKE PHILIPS | PM5518 | FUNCTION GENERATOR | 336 | 420 | NA | NO | NO
FLUKE PHILIPS | PM5786B/00 | PULSE GENERATOR | 336 | 420 | NA | NO | NO
FLUKE PHILIPS | PM6303 | LCR METER | 336 | 420 | NA | NO | NO
FLUKE PHILIPS | PM6303A | AUTOMATIC RCL METER | 336 | 420 | NA | NO | NO
FLUKE PHILIPS | PM6304 | LCR METER | 336 | 420 | NA | NO | NO
FLUKE PHILIPS | PM6306 | LCR METER DIGIBRIDGE | 420 | 525 | NA | NO | NO
FLUKE PHILIPS | PM6654 | PHILLIPS PROGRAMMABLE HIGH RES TIMER | 210 | 263 | NA | NO | NO
FLUKE PHILIPS | PM6666 | FREQ COUNTER | 210 | 263 | NA | NO | NO
FLUKE PHILIPS | PM6669 | FREQ COUNTER | 210 | 263 | NA | NO | NO
FLUKE PHILIPS | PM6680 | FREQ COUNTER | 210 | 263 | NA | NO | NO
FLUKE PHILIPS | PM6681 | COUNTER | 210 | 263 | NA | NO | NO
FOWLER | 81 | GAUGE BLOCK SET | 552 | 690 | NA | NO | NO | 81 pc
FOWLER | 436 | MICROMETER | 69 | 86 | 93 | YES | NO | 1 INCH
FOWLER | .060" | INDICATOR TEST | 69 | 86 | NA | NO | NO
FOWLER | 0.0001" | INDICATOR TEST | 69 | 86 | NA | NO | NO
FOWLER | 0.0005" | INDICATOR TEST | 69 | 86 | NA | NO | NO
FOWLER | 0.001" | INDICATOR DIAL | 69 | 86 | NA | NO | NO | 0.001 INCH
FOWLER | 0.011"-0.060" PLUS | PLUG GAUGE SET | 138 | 173 | NA | NO | NO | 49 pc
FOWLER | 0.030" | INDICATOR TEST | 69 | 86 | NA | NO | NO
FOWLER | 0.061"-0.250" | PLUG GAUGE SET | 449 | 561 | NA | NO | NO | 190 pc
FOWLER | 0.061"-0.250" Minus | PLUG GAUGE SET | 449 | 561 | NA | NO | NO | 190 pc
FOWLER | 0.061"-0.250" PLUS | PLUG GAUGE SET | 449 | 561 | NA | NO | NO | 190 pc
FOWLER | 0.2-0.59” | CALIPER GAUGE | 69 | 86 | 93 | YES | NO
FOWLER | 0.2-1" | MICROMETER I.D. | 69 | 86 | NA | NO | NO
FOWLER | 0-.25" | INDICATOR DIAL | 69 | 86 | NA | NO | NO | 0.250 INCH
FOWLER | 0.251"-0.500" Minus | PLUG GAUGE SET | 621 | 776 | NA | NO | NO | 250 pc
FOWLER | 0-0.6" | MICROMETER | 69 | 86 | 93 | YES | NO
FOWLER | 0-1" | MICROMETER | 69 | 86 | 93 | YES | NO | 1 INCH
FOWLER | 0-1” | MICROMETER | 69 | 86 | 93 | YES | NO | 1 INCH
FOWLER | 0-12" | CALIPER | 69 | 86 | 93 | YES | NO | 12 INCH
FOWLER | 0-18" | CALIPER | 69 | 86 | 93 | YES | NO | 18 INCH
FOWLER | 0-24" | CALIPER LARGE | 104 | 130 | 140 | YES | NO | 24 INCH
FOWLER | 0-3" | MICROMETER DEPTH SET | 104 | 130 | 140 | YES | NO | 3 Rods
FOWLER | 0-4" | MICROMETER DEPTH | 69 | 86 | 93 | YES | NO
FOWLER | 0-6 IN | CALIPER | 69 | 86 | 93 | YES | NO | 6 INCH
FOWLER | 0-6" | MICROMETER DEPTH SET | 138 | 173 | 186 | YES | NO | 6 Rods
FOWLER | 1" | END ROD | 69 | 86 | NA | NO | NO | 1 INCH
FOWLER | 1-2 INCH | MICROMETER O.D. | 69 | 86 | 93 | YES | NO | 2 INCH
FOWLER | 12" | CALIPER | 69 | 86 | 93 | YES | NO | 12 INCH
FOWLER | 1-2" | MICROMETER | 69 | 86 | 93 | YES | NO | 2 INCH
FOWLER | 18" | CALIPER | 69 | 86 | 93 | YES | NO | 18 INCH
FOWLER | 2" | END ROD | 69 | 86 | NA | NO | NO | 2 INCH
FOWLER | 2-3 IN | MICROMETER O.D. | 69 | 86 | 93 | YES | NO | 3 INCH
FOWLER | 2-3" | MICROMETER | 69 | 86 | 93 | YES | NO | 3 INCH
FOWLER | 2-3” | MICROMETER | 69 | 86 | 93 | YES | NO | 3 INCH
FOWLER | 24" | CALIPER LARGE | 104 | 130 | 140 | YES | NO | 24 INCH
FOWLER | 24” | CALIPER | 69 | 86 | 93 | YES | NO | 24 INCH
FOWLER | 3" | END ROD | 69 | 86 | NA | NO | NO | 3 INCH
FOWLER | 3-4 IN | MICROMETER O.D. | 69 | 86 | 93 | YES | NO | 4 INCH
FOWLER | 3-4" | MICROMETER | 69 | 86 | 93 | YES | NO | 4 INCH
FOWLER | 4" | CALIPER | 69 | 86 | 93 | YES | NO | 4 INCH
FOWLER | 40" | CALIPER LARGE | 104 | 130 | 140 | YES | NO | 40 INCH
FOWLER | 4-5 IN | MICROMETER | 69 | 86 | 93 | YES | NO | 5 INCH
FOWLER | 4-5" | MICROMETER | 69 | 86 | 93 | YES | NO | 5 INCH
FOWLER | 5" | END ROD | 69 | 86 | NA | NO | NO | 5 INCH
FOWLER | 52-008-005-0 | CALIPER | 69 | 86 | 93 | YES | NO | 6 INCH
FOWLER | 52-008-006-1 | 6” DIAL CALIPER | 69 | 86 | 93 | YES | NO | 6 INCH
FOWLER | 52-008-707-0 | 6” DIAL CALIPER | 69 | 86 | 93 | YES | NO | 6 INCH
FOWLER | 52-008-710-0 | CALIPER | 69 | 86 | 93 | YES | NO | 6 INCH
FOWLER | 52-010-006 | CALIPER | 69 | 86 | 93 | YES | NO | 6 INCH
FOWLER | 52-0125-13 | CALIPER, DIAL | 69 | 86 | 93 | YES | NO
FOWLER | 52-015-020 | CALIPER, DIAL | 69 | 86 | 93 | YES | NO
FOWLER | 52-025-007 | CALIPER | 69 | 86 | 93 | YES | NO | 7 INCH
FOWLER | 52-025-012 | CALIPER | 69 | 86 | 93 | YES | NO | 13 INCH
FOWLER | 52-030-006 | CALIPER | 69 | 86 | 93 | YES | NO | 6 INCH
FOWLER | 52-085-024 | CALIPER LARGE | 104 | 130 | 140 | YES | NO | 24 INCH
FOWLER | 52-125-006-1 | DEPTH GAUGE | 69 | 86 | NA | NO | NO
FOWLER | 52-219-001 | MICROMETER SCREW THREAD | 69 | 86 | NA | NO | NO | 1 INCH
FOWLER | 52-219-091-0 | MICROMETER SCREW THREAD | 69 | 86 | NA | NO | NO
FOWLER | 52-222-001 | MICROMETER | 69 | 86 | 93 | YES | NO
FOWLER | 52-222-002 | MICROMETER | 69 | 86 | 93 | YES | NO
FOWLER | 52-222-003 | MICROMETER | 69 | 86 | 93 | YES | NO
FOWLER | 52-224-103-0 | MICROMETER | 69 | 86 | 93 | YES | NO | 1 INCH
FOWLER | 52-224-103-1 | MICROMETER | 69 | 86 | 93 | YES | NO | 2 INCH
FOWLER | 52-224-103-2 | MICROMETER | 69 | 86 | 93 | YES | NO | 3 INCH
FOWLER | 52-225-005 | MICROMETER DEPTH SET | 104 | 130 | 140 | YES | NO | 3 Rods
FOWLER | 52-225-114 | MICROMETER DEPTH SET | 138 | 173 | 186 | YES | NO | 4 Rods
FOWLER | 52-225-226-0 | MICROMETER DEPTH SET | 138 | 173 | 186 | YES | NO | 6 Rods
FOWLER | 52-240-002 | MICROMETER | 69 | 86 | 93 | YES | NO | 2 INCH
FOWLER | 52-240-003 | MICROMETER | 69 | 86 | 93 | YES | NO | 3 INCH
FOWLER | 52-240-004 | MICROMETER | 69 | 86 | 93 | YES | NO | 4 INCH
FOWLER | 52-244-621 | MICROMETER BALL | 69 | 86 | 93 | YES | NO | 1 INCH
FOWLER | 52-246-001 | MICROMETER BLADE | 69 | 86 | 93 | YES | NO | 1 INCH
FOWLER | 52-246-121 | MICROMETER BLADE | 69 | 86 | 93 | YES | NO | 1 INCH
FOWLER | 52-246-122 | MICROMETER BLADE | 69 | 86 | 93 | YES | NO | 2 INCH
FOWLER | 52-252-211-0 | MICROMETER | 69 | 86 | 93 | YES | NO | 1 INCH
FOWLER | 52-255-015 | MICROMETER BORE | 69 | 86 | NA | NO | NO
FOWLER | 52-275-001 | MICROMETER I.D. | 69 | 86 | NA | NO | NO
FOWLER | 52-275-402 | MICROMETER I.D. | 69 | 86 | NA | NO | NO | 2 INCH
FOWLER | 52-370-012-0 | PROTRACTOR | 69 | 86 | NA | NO | NO
FOWLER | 52-432-444 | SQUARE SET | 104 | 130 | NA | NO | NO
FOWLER | 52-520-110-2 | INDICATOR DIAL | 69 | 86 | NA | NO | NO
FOWLER | 52-520-110B | INDICATOR DIAL | 69 | 86 | NA | NO | NO | 1 INCH
FOWLER | 52-554-801 | CALIPER | 69 | 86 | 93 | YES | NO | 5.25 INCH
FOWLER | 52-560-060 | INDICATOR TEST | 69 | 86 | NA | NO | NO
FOWLER | 52-562-100-0 | TEST INDICATOR | 69 | 86 | NA | NO | NO
FOWLER | 52-562-252 | INDICATOR TEST | 69 | 86 | NA | NO | NO
FOWLER | 52-562-452 | INDICATOR TEST | 69 | 86 | NA | NO | NO
FOWLER | 52-563-253 | INDICATOR DIAL | 69 | 86 | NA | NO | NO
FOWLER | 52-585-100-0 | INDICATOR TEST | 69 | 86 | NA | NO | NO
FOWLER | 52-627-612 | MICROMETER DEEP THROAT | 69 | 86 | 93 | YES | NO | 1 INCH
FOWLER | 52-646-300 | BORE GAUGE SET | 69 | 86 | NA | NO | NO | Gauge Only, Rods Separate
FOWLER | 52-646-400-0 | BORE GAUGE DIAL | 69 | 86 | NA | NO | NO
FOWLER | 53-670-036 | GAUGE BLOCK SET (36PC) | 414 | 518 | NA | NO | NO | 36 PC
FOWLER | 53-670-038-0 | GAUGE BLOCK SET | 414 | 518 | NA | NO | NO | 36 PC
FOWLER | 53-672-036-0 | GAUGE BLOCK SET | 414 | 518 | NA | NO | NO | 36 PC
FOWLER | 53-762-101 | DUROMETER | 83 | 104 | NA | NO | NO
FOWLER | 53-785-100 | INDICATOR DIAL | 69 | 86 | NA | NO | NO
FOWLER | 54-100-006 | CALIPER | 69 | 86 | 93 | YES | NO | 6 INCH
FOWLER | 54-100-024-1 | CALIPER LARGE | 104 | 130 | 140 | YES | NO | 24 INCH
FOWLER | 54-100-112 | CALIPER | 69 | 86 | 93 | YES | NO | 12 INCH
FOWLER | 54-100-312 | CALIPER | 69 | 86 | 93 | YES | NO | 12 INCH
FOWLER | 54-100-312-0 | CALIPER | 69 | 86 | 93 | YES | NO | 12 INCH
FOWLER | 54-100-330 | CALIPER | 69 | 86 | 93 | YES | NO | 6 INCH
FOWLER | 54-100-777-1 | CALIPER | 69 | 86 | 93 | YES | NO | 12 INCH
FOWLER | 54-101-150-2 | CALIPER | 69 | 86 | 93 | YES | NO | 6 INCH
FOWLER | 54-101-300-1 | CALIPER | 69 | 86 | 93 | YES | NO | 12 INCH
FOWLER | 54-125-777 | DEPTH GAUGE | 69 | 86 | NA | NO | NO
FOWLER | 54-174-212 | HEIGHT GAUGE DIGITAL | 124 | 155 | NA | NO | NO | 12 INCH
FOWLER | 54-175-024 | HEIGHT GAUGE | 124 | 155 | NA | NO | NO | 24 INCH
FOWLER | 54-200-777-1 | CALIPER | 69 | 86 | 93 | YES | NO | 6 INCH
FOWLER | 54-520-025-1 | INDICATOR DIGITAL | 69 | 86 | NA | NO | NO
FOWLER | 54-520-250 | INDICATOR DIGITAL | 69 | 86 | NA | NO | NO
FOWLER | 54-520-250-0 | INDICATOR DIGITAL | 69 | 86 | NA | NO | NO
FOWLER | 54-554-611-0 | CALIPER I.D. | 69 | 86 | 93 | YES | NO
FOWLER | 54-554-622-0 | GROOVE GAUGE DIGITAL | 69 | 86 | 93 | YES | NO
FOWLER | 54-554-722-0 | CALIPER GAUGE EXTERNAL | 69 | 86 | 93 | YES | NO
FOWLER | 54-811-000 | MICROMETER | 69 | 86 | 93 | YES | NO
FOWLER | 54-850/860 | MICROMETER | 69 | 86 | 93 | YES | NO | 1 INCH
FOWLER | 54-850-001 | MICROMETER | 69 | 86 | 93 | YES | NO
FOWLER | 54-870-001-0 | 0-1” MICROMETER | 69 | 86 | 93 | YES | NO
FOWLER | 54-870-002-0 | 1-2” MICROMETER | 69 | 86 | 93 | YES | NO
FOWLER | 5-6 IN | MICROMETER | 69 | 86 | 93 | YES | NO | 6 INCH
FOWLER | 5-6" | MICROMETER | 69 | 86 | 93 | YES | NO | 6 INCH
FOWLER | 6" | CALIPER | 69 | 86 | 93 | YES | NO | 6 INCH
FOWLER | 6” | CALIPER | 69 | 86 | 93 | YES | NO | 6 INCH
FOWLER | 60" | HEIGHT GAUGE LARGE | 166 | 208 | NA | NO | NO | 60 INCH
FOWLER | 6-7 IN | MICROMETER | 69 | 86 | 93 | YES | NO
FOWLER | 7-8 IN | MICROMETER | 69 | 86 | 93 | YES | NO | 8 INCH
FOWLER | 8-9 IN | MICROMETER | 69 | 86 | 93 | YES | NO
FOWLER | 9-10 IN | MICROMETER | 69 | 86 | 93 | YES | NO
FOWLER | DIGITAL G-1 MARK V | DEPTH GAUGE | 69 | 86 | NA | NO | NO
FOWLER | MARK VI | INDICATOR DIGITAL | 69 | 86 | NA | NO | NO
FOWLER | S225 | CALIPERS (8) | 69 | 86 | 93 | YES | NO
FOWLER | S228 | HEIGHT GAUGE DIGITAL | 124 | 155 | NA | NO | NO | 12 INCH
FOWLER | T7 | INDICATOR TEST | 69 | 86 | NA | NO | NO
FOWLER | ULTRA CAL II | CALIPER | 69 | 86 | 93 | YES | NO
FOWLER | ULTRA DIGIT MARK V | INDICATOR DIGITAL | 69 | 86 | NA | NO | NO
FOWLER | ULTRA-CAL | CALIPER | 69 | 86 | 93 | YES | NO | 6 INCH
FOWLER | XTEST | INDICATOR TEST | 69 | 86 | NA | NO | NO
FOWLER | X-TREAD | DEPTH GAUGE | 69 | 86 | NA | NO | NO
FOWLER-BOWERS | 1.5-2" | MICROMETER BORE | 69 | 86 | NA | NO | NO | 2 INCH
FREEDOM | R8100 | COMMUNICATIONS ANALYZER | 840 | 1050 | NA | NO | NO
FRONIUS | TPD 400i | TIG WELDER | 336 | 420 | NA | NO | NO
FTS SYSTEMS/SP SYSTEMS | AIRJET XE | TEMP FORCER | 420 | 525 | 567 | YES | NO
FUJI TOOL | L300EH | RADIUS GAUGE SET | 173 | 216 | NA | NO | NO
FUJI TOOL | L300MX | RADIUS GAUGE SET | 173 | 216 | NA | NO | NO | 0.5-13.0 mm 26 pc
FURNESS CONTROLS | FCO220 | MICRO FLOW CALIBRATOR | 0 | 0 | NA | NO | NO | Vendor Only
FURNESS CONTROLS | FCO520-1 | MANOMETER | 207 | 259 | NA | NO | NO | 3 Range 20 kPa
FURNESS CONTROLS | FCO99 SERIES | CALIBRATED LEAK | 207 | 259 | NA | NO | NO | Can Cal Leak Rates Up To 3 cc/min
FURNESS CONTROLS | FCO99-1 | CALIBRATED LEAK 20cc/Hr | 207 | 259 | NA | NO | NO
FURNESS CONTROLS | FCO99-2 | CALIBRATED LEAK 1cc/min | 207 | 259 | NA | NO | NO
FURNESS CONTROLS | FCO99-3 | CALIBRATED LEAK 1cc/min | 207 | 259 | NA | NO | NO
FURNESS CONTROLS | FCO99-4 | CALIBRATED LEAK 2cc/min | 207 | 259 | NA | NO | NO
FURNESS CONTROLS | FCO99-5 | CALIBRATED LEAK 3cc/min | 207 | 259 | NA | NO | NO
FURNESS CONTROLS | FCO99-6 | CALIBRATED LEAK 5cc/min | 0 | 0 | NA | NO | NO | Can Cal Leak Rates Up To 3 cc/min
FURNESS CONTROLS | FCO99-7 | CALIBRATED LEAK 6cc/min | 0 | 0 | NA | NO | NO | Can Cal Leak Rates Up To 3 cc/min
FURNESS CONTROLS | FCO99-8 | CALIBRATED LEAK 10cc/min | 0 | 0 | NA | NO | NO | Can Cal Leak Rates Up To 3 cc/min
FURNESS CONTROLS | FCO99-9 | CALIBRATED LEAK 10cc/min | 0 | 0 | NA | NO | NO | Can Cal Leak Rates Up To 3 cc/min
FUSO ELECTRIC | F601 | MEGOHMMETER | 168 | 210 | 227 | YES | NO
FUTEK | LCM300 | LOAD CELL | 207 | 259 | NA | NO | NO | 250 LB
FUTEK | TRS600-2 NM II | TORQUE SENSOR | 138 | 173 | NA | NO | NO
FUTURE DESIGN | COBEX | CHART RECORDER | 252 | 315 | 340 | YES | NO
G&W INSTRUMENT | .800-.910 | HYDROMETER SP GRAVITY | 0 | 0 | NA | NO | NO | Vendor Only
G&W INSTRUMENT | .900-1.010 | HYDROMETER SP GRAVITY | 0 | 0 | NA | NO | NO | Vendor Only
G&W INSTRUMENT | 1.000-1.220 | HYDROMETER SP GRAVITY | 0 | 0 | NA | NO | NO | Vendor Only
G&W INSTRUMENT | 1.200-1.420 | HYDROMETER SP GRAVITY | 0 | 0 | NA | NO | NO | Vendor Only
G&W INSTRUMENT | 1.400-1.620 | HYDROMETER SP GRAVITY | 0 | 0 | NA | NO | NO | Vendor Only
G&W INSTRUMENT | 1.600-1.820 | HYDROMETER SP GRAVITY | 0 | 0 | NA | NO | NO | Vendor Only
G&W INSTRUMENT | 20-80 | HYDROMETER SP GRAVITY | 0 | 0 | NA | NO | NO | Vendor Only
GACO | 1.0250" CLASS X | RING GAUGE NOGO | 69 | 86 | NA | NO | NO
GAIN EXPRESS | DM-68022 | DIGITAL THERMOMETER | 168 | 210 | 227 | YES | NO
GARDNER BENDER | GDT-3200 | MULTIMETER | 126 | 158 | 170 | YES | NO
GARDNER BENDER | GVD-3504 | NON-CONTACT VOLTAGE DETECTOR | 168 | NA | NA | NO | NO
GATES | 505C | SONIC TENSION METER | 252 | 315 | NA | NO | NO
GATES | 507C | SONIC TENSION METER | 252 | 315 | NA | NO | NO
GATES | 508C | SONIC TENSION METER | 252 | 315 | NA | NO | NO
GATES | 550C | SONIC TENSION METER | 252 | 315 | NA | NO | NO
GATES | A | SONIC TENSION METER | 252 | 315 | NA | NO | NO
GATES | U-507 | SONIC TENSION METER | 252 | 315 | NA | NO | NO
GATES | U-508 | SONIC TENSION METER | 252 | 315 | NA | NO | NO
GAUGE ASSEMBLY | .190-32 UNJF-3B | THREAD PLUG GAUGE GO NOGO | 69 | 86 | NA | NO | NO
GAUGE ASSEMBLY | .750-20 UNEF-2A | THREAD RING GAUGE GO NOGO | 69 | 86 | NA | NO | NO
GAUGE ASSEMBLY | .8125-20 UNEF-2A | THREAD RING GAUGE GO NOGO | 69 | 86 | NA | NO | NO
GAUGE ASSEMBLY | 1 1/16-12 UN-2B | THREAD PLUG GAUGE GO NOGO | 69 | 86 | NA | NO | NO
GAUGE ASSEMBLY | 1 1/2-11 1/2 NPTF L1/L3 | THREAD PLUG GAUGE | 69 | 86 | NA | NO | NO
GAUGE ASSEMBLY | 1 1/2-18 UNEF-2B | THREAD PLUG GAUGE GO NOGO | 69 | 86 | NA | NO | NO
GAUGE ASSEMBLY | 1 1/4-11 1/2 NPT | THREAD PLUG GAUGE | 69 | 86 | NA | NO | NO
GAUGE ASSEMBLY | 1 3/8-12 UNF-2A | THREAD RING GAUGE NOGO | 69 | 86 | NA | NO | NO
GAUGE ASSEMBLY | 1 7/8-12 UN-2B | THREAD PLUG GAUGE GO NOGO | 69 | 86 | NA | NO | NO
GAUGE ASSEMBLY | 1.000-10 ACME-2G | THREAD RING GAUGE GO NOGO | 69 | 86 | NA | NO | NO
GAUGE ASSEMBLY | 1.0410" CLASS X | RING GAUGE GO | 69 | 86 | NA | NO | NO
GAUGE ASSEMBLY | 1/2-13 UNC-2B | THREAD PLUG GAUGE GO NOGO | 69 | 86 | NA | NO | NO
GAUGE ASSEMBLY | 1/2-14 NPSL | THREAD RING GAUGE GO | 69 | 86 | NA | NO | NO
GAUGE ASSEMBLY | 1/2-14 NPT | THREAD RING GAUGE | 69 | 86 | NA | NO | NO
GAUGE ASSEMBLY | 1/2-14 NPTF | TAPER CREST CHECK PIPE PLUG | 69 | 86 | NA | NO | NO
GAUGE ASSEMBLY | 1/2-20 UNF-2A | THREAD RING GAUGE GO | 69 | 86 | NA | NO | NO
GAUGE ASSEMBLY | 1/2-20 UNJF-3B | THREAD PLUG GAUGE GO NOGO | 69 | 86 | NA | NO | NO
GAUGE ASSEMBLY | 1/2-36 UNS-2B | THREAD PLUG GAUGE GO NOGO | 69 | 86 | NA | NO | NO
GAUGE ASSEMBLY | 1/4-18 NPT | THREAD RING GAUGE | 69 | 86 | NA | NO | NO
GAUGE ASSEMBLY | 1/4-20 UNC-2A | THREAD RING GAUGE GO | 69 | 86 | NA | NO | NO
GAUGE ASSEMBLY | 1/4-20 UNC-2B-STI | THREAD PLUG GAUGE GO NOGO | 69 | 86 | NA | NO | NO
GAUGE ASSEMBLY | 1/4-20 UNC-STI | THREAD PLUG GAUGE GO NOGO | 69 | 86 | NA | NO | NO
GAUGE ASSEMBLY | 1/4-20 UNJC-3B | THREAD PLUG GAUGE GO NOGO | 69 | 86 | NA | NO | NO
GAUGE ASSEMBLY | 1/4-28 UNF-2A | THREAD RING GAUGE GO | 69 | 86 | NA | NO | NO
GAUGE ASSEMBLY | 1/4-28 UNF-2B | THREAD PLUG GAUGE GO NOGO | 69 | 86 | NA | NO | NO
GAUGE ASSEMBLY | 1/4-28 UNF-2B-STI | THREAD PLUG GAUGE GO NOGO | 69 | 86 | NA | NO | NO
GAUGE ASSEMBLY | 1/4-28 UNF-3A | THREAD RING GAUGE NOGO | 69 | 86 | NA | NO | NO
GAUGE ASSEMBLY | 1/4-36 UNS-2B | THREAD PLUG GAUGE GO NOGO | 69 | 86 | NA | NO | NO
GAUGE ASSEMBLY | 1/8-27 NPT | THREAD PLUG GAUGE | 69 | 86 | NA | NO | NO
GAUGE ASSEMBLY | 10-24 UNC-2A | THREAD RING GAUGE GO | 69 | 86 | NA | NO | NO
GAUGE ASSEMBLY | 10-32 UNF-2A | THREAD RING GAUGE GO NOGO | 69 | 86 | NA | NO | NO
GAUGE ASSEMBLY | 10-32 UNF-2B | THREAD PLUG GAUGE GO NOGO | 69 | 86 | NA | NO | NO
GAUGE ASSEMBLY | 1-11 1/2 NPT | THREAD RING GAUGE | 69 | 86 | NA | NO | NO
GAUGE ASSEMBLY | 1-11 1/2 NPTF L1/L3 | THREAD PLUG GAUGE | 69 | 86 | NA | NO | NO
GAUGE ASSEMBLY | 1-11.5 NPSL | THREAD RING GAUGE NOGO | 69 | 86 | NA | NO | NO
GAUGE ASSEMBLY | 1-11.5 NPT L1 | THREAD PLUG GAUGE | 69 | 86 | NA | NO | NO
GAUGE ASSEMBLY | 1-12 UNF-2A | THREAD RING GAUGE GO NOGO | 69 | 86 | NA | NO | NO
GAUGE ASSEMBLY | 12-24 UNC 2B | THREAD PLUG GAUGE GO NOGO | 69 | 86 | NA | NO | NO
GAUGE ASSEMBLY | 12-24 UNC-2A | THREAD RING GAUGE GO | 69 | 86 | NA | NO | NO
GAUGE ASSEMBLY | 12-28 UNF-2A | THREAD RING GAUGE NOGO | 69 | 86 | NA | NO | NO
GAUGE ASSEMBLY | 12-28 UNF-2B | THREAD PLUG GAUGE GO NOGO | 69 | 86 | NA | NO | NO
GAUGE ASSEMBLY | 13/16-20 UNEF-2A | THREAD RING GAUGE GO NOGO | 69 | 86 | NA | NO | NO
GAUGE ASSEMBLY | 2 1/2-12 UN-2A | THREAD RING GAUGE NOGO | 69 | 86 | NA | NO | NO
GAUGE ASSEMBLY | 2 1/2-12 UN-2B | THREAD PLUG GAUGE GO | 69 | 86 | NA | NO | NO
GAUGE ASSEMBLY | 2-11 1/2 NPT | THREAD PLUG GAUGE | 69 | 86 | NA | NO | NO
GAUGE ASSEMBLY | 2-56 UNC-2A | THREAD RING GAUGE NOGO | 69 | 86 | NA | NO | NO
GAUGE ASSEMBLY | 3/4-10 UNC-2A | THREAD RING GAUGE NOGO | 69 | 86 | NA | NO | NO
GAUGE ASSEMBLY | 3/4-10 UNC-2B STI | THREAD PLUG GAUGE GO NOGO | 69 | 86 | NA | NO | NO
GAUGE ASSEMBLY | 3/4-14 NPSL | THREAD RING GAUGE GO | 69 | 86 | NA | NO | NO
GAUGE ASSEMBLY | 3/4-14 NPT | THREAD PLUG GAUGE | 69 | 86 | NA | NO | NO
GAUGE ASSEMBLY | 3/4-14 NPTF L1/L3 | THREAD PLUG GAUGE | 69 | 86 | NA | NO | NO
GAUGE ASSEMBLY | 3/4-16 UNF-2B | THREAD PLUG GAUGE GO NOGO | 69 | 86 | NA | NO | NO
GAUGE ASSEMBLY | 3/8-16 UNC-2A | THREAD RING GAUGE GO | 69 | 86 | NA | NO | NO
GAUGE ASSEMBLY | 3/8-16 UNC-2B STI | THREAD PLUG GAUGE GO NOGO | 69 | 86 | NA | NO | NO
GAUGE ASSEMBLY | 3/8-16 UNJC-3B | THREAD PLUG GAUGE GO NOGO | 69 | 86 | NA | NO | NO
GAUGE ASSEMBLY | 3/8-18 NPT | THREAD RING GAUGE | 69 | 86 | NA | NO | NO
GAUGE ASSEMBLY | 3/8-18 NPT L1/L3 | THREAD PLUG GAUGE | 69 | 86 | NA | NO | NO
GAUGE ASSEMBLY | 3/8-20 UN-2B | THREAD PLUG GAUGE GO NOGO | 69 | 86 | NA | NO | NO
GAUGE ASSEMBLY | 3/8-22 UNS 2A-2 STR | THREAD RING GAUGE GO | 69 | 86 | NA | NO | NO
GAUGE ASSEMBLY | 3/8-22 UNS 2A-2 STR DOUBLE LEA | THREAD RING GAUGE GO | 69 | 86 | NA | NO | NO
GAUGE ASSEMBLY | 3/8-22 UNS-2A-2 STR DOUBLE LEA | THREAD RING GAUGE GO | 69 | 86 | NA | NO | NO
GAUGE ASSEMBLY | 3/8-22 UNS-2B DOUBLE LEAD | THREAD PLUG GAUGE GO | 69 | 86 | NA | NO | NO
GAUGE ASSEMBLY | 3/8-24 UNF-2A | THREAD RING GAUGE GO NOGO | 69 | 86 | NA | NO | NO
GAUGE ASSEMBLY | 3/8-24 UNF-2B | THREAD PLUG GAUGE GO NOGO | 69 | 86 | NA | NO | NO
GAUGE ASSEMBLY | 3/8-32 UNEF-1B | THREAD PLUG GAUGE GO NOGO | 69 | 86 | NA | NO | NO
GAUGE ASSEMBLY | 37/64-28 UNS-2B | THREAD PLUG GAUGE GO NOGO | 69 | 86 | NA | NO | NO
GAUGE ASSEMBLY | 4-40 UNC-2A | THREAD RING GAUGE NOGO | 69 | 86 | NA | NO | NO
GAUGE ASSEMBLY | 4-40 UNC-2B | THREAD PLUG GAUGE GO NOGO | 69 | 86 | NA | NO | NO
GAUGE ASSEMBLY | 5/16-18 UNC-2A | THREAD RING GAUGE GO NOGO | 69 | 86 | NA | NO | NO
GAUGE ASSEMBLY | 5/16-18 UNC-2A 2 STR | THREAD RING GAUGE GO | 69 | 86 | NA | NO | NO
GAUGE ASSEMBLY | 5/16-18 UNC-2A-2 STR DOUBLE LE | THREAD RING GAUGE NOGO | 69 | 86 | NA | NO | NO
GAUGE ASSEMBLY | 5/16-18 UNC-2B | THREAD PLUG GAUGE GO NOGO | 69 | 86 | NA | NO | NO
GAUGE ASSEMBLY | 5/16-18 UNC-2B DOUBLE LEAD | THREAD PLUG GAUGE GO | 69 | 86 | NA | NO | NO
GAUGE ASSEMBLY | 5/16-18 UNC-2B STI | THREAD PLUG GAUGE GO NOGO | 69 | 86 | NA | NO | NO
GAUGE ASSEMBLY | 5/16-20 BUTT-2A | THREAD RING GAUGE GO | 69 | 86 | NA | NO | NO
GAUGE ASSEMBLY | 5/16-24 UNF-2A | THREAD RING GAUGE GO NOGO | 69 | 86 | NA | NO | NO
GAUGE ASSEMBLY | 5/16-24 UNF-2B | THREAD PLUG GAUGE GO NOGO | 69 | 86 | NA | NO | NO
GAUGE ASSEMBLY | 5/8-11 UNC-2A | THREAD RING GAUGE GO NOGO | 69 | 86 | NA | NO | NO
GAUGE ASSEMBLY | 5/8-18 UNF-2B | THREAD PLUG GAUGE GO NOGO | 69 | 86 | NA | NO | NO
GAUGE ASSEMBLY | 5-40 UNC-2B | THREAD PLUG GAUGE GO NOGO | 69 | 86 | NA | NO | NO
GAUGE ASSEMBLY | 6-32 UNC-2B | THREAD PLUG GAUGE GO NOGO | 69 | 86 | NA | NO | NO
GAUGE ASSEMBLY | 7/16-20 UNF-2A | THREAD RING GAUGE GO NOGO | 69 | 86 | NA | NO | NO
GAUGE ASSEMBLY | 7/8-32 UN-2B | THREAD PLUG GAUGE GO NOGO | 69 | 86 | NA | NO | NO
GAUGE ASSEMBLY | 8-32 UNC-2A | THREAD RING GAUGE GO | 69 | 86 | NA | NO | NO
GAUGE ASSEMBLY | 8-32 UNC-2B | THREAD PLUG GAUGE GO NOGO | 69 | 86 | NA | NO | NO
GAUGE ASSEMBLY | 8-36 UNF-2A | THREAD RING GAUGE GO | 69 | 86 | NA | NO | NO
GAUGE ASSEMBLY | 9/16-18 UNF-2A | THREAD RING GAUGE GO | 69 | 86 | NA | NO | NO
GAUGE ASSEMBLY | 9/16-18 UNF-2B | THREAD PLUG GAUGE GO NOGO | 69 | 86 | NA | NO | NO
GAUGE ASSEMBLY | M10x1.5-6H | THREAD PLUG GAUGE GO NOGO | 69 | 86 | NA | NO | NO
GAUGE ASSEMBLY | M12x1.0-6H | THREAD PLUG GAUGE GO NOGO | 69 | 86 | NA | NO | NO
GAUGE ASSEMBLY | M13.5X1.0-6H6G-LH | THREAD PLUG GAUGE GO NOGO | 69 | 86 | NA | NO | NO
GAUGE ASSEMBLY | M18X1.0-6H6G | THREAD PLUG GAUGE GO NOGO | 69 | 86 | NA | NO | NO
GAUGE ASSEMBLY | M18X1.5-6H | THREAD PLUG GAUGE GO NOGO | 69 | 86 | NA | NO | NO
GAUGE ASSEMBLY | M2.5X0.45-6H | THREAD PLUG GAUGE GO NOGO | 69 | 86 | NA | NO | NO
GAUGE ASSEMBLY | M20x1.0-6H | THREAD PLUG GAUGE GO NOGO | 69 | 86 | NA | NO | NO
GAUGE ASSEMBLY | M34x1.5-6H | THREAD PLUG GAUGE GO NOGO | 69 | 86 | NA | NO | NO
GAUGE ASSEMBLY | M3x0.5-6g | THREAD RING GAUGE GO | 69 | 86 | NA | NO | NO
GAUGE ASSEMBLY | M3x0.5-6H | THREAD PLUG GAUGE GO NOGO | 69 | 86 | NA | NO | NO
GAUGE ASSEMBLY | M4.5 X 0.75-6G | THREAD RING GAUGE NOGO | 69 | 86 | NA | NO | NO
GAUGE ASSEMBLY | M4x0.7-6g | THREAD RING GAUGE GO | 69 | 86 | NA | NO | NO
GAUGE ASSEMBLY | M4x0.7-6H | THREAD PLUG GAUGE GO NOGO | 69 | 86 | NA | NO | NO
GAUGE ASSEMBLY | M5x0.5-6H | THREAD PLUG GAUGE GO NOGO | 69 | 86 | NA | NO | NO
GAUGE ASSEMBLY | M5x0.8-6g | THREAD RING GAUGE GO NOGO | 69 | 86 | NA | NO | NO
GAUGE ASSEMBLY | M5x0.8-6H | THREAD PLUG GAUGE GO NOGO | 69 | 86 | NA | NO | NO
GAUGE ASSEMBLY | M6.75x1.0-6g | THREAD SET PLUG GAUGE GO NOGO | 69 | 86 | NA | NO | NO
GAUGE ASSEMBLY | M6x1.0-6g | THREAD RING GAUGE GO | 69 | 86 | NA | NO | NO
GAUGE ASSEMBLY | M6x1.0-6H | THREAD PLUG GAUGE GO NOGO | 69 | 86 | NA | NO | NO
GAUGE ASSEMBLY | M8x1.25-6g | THREAD RING GAUGE GO NOGO | 69 | 86 | NA | NO | NO
GAUGE ASSEMBLY | M8x1.25-6H | THREAD PLUG GAUGE GO NOGO | 69 | 86 | NA | NO | NO
GAUGEMAKER | M8621 | DEPTH GAUGE | 69 | 86 | NA | NO | NO
GAUGEMAKER | M863 | INDICATOR DIAL | 69 | 86 | NA | NO | NO
GAUGEMAKER | M863I | INDICATOR DIAL | 69 | 86 | NA | NO | NO
GAUGEMAKER | M87-070 | INDICATOR DIAL | 69 | 86 | NA | NO | NO
GAUGEMASTER | 29 GM3 | OPTICAL COMPARATOR | 276 | 345 | NA | NO | NO
GAUGEMASTER | 29 GMX IES | OPTICAL COMPARATOR | 276 | 345 | NA | NO | NO
GAUGEMASTER | SERIES NINETY | OPTICAL COMPARATOR | 276 | 345 | NA | NO | NO
GB INSTRUMENTS | GDT-294A | DMM HANDHELD | 126 | 158 | 170 | YES | NO
GB INSTRUMENTS | GMT-318 | DMM HANDHELD | 126 | 158 | 170 | YES | NO
GC ELECTRONICS | 20-109 | RESISTANCE DECADE BOX | 210 | 263 | 284 | YES | NO
GC ELECTRONICS | 20-917 | AC DC PANEL METER | 126 | 158 | 170 | YES | NO | METER ONLY
GE | DMS 2 | ULTRASONIC THICKNESS GAGE | 173 | 216 | NA | NO | NO
GE DRUCK | DPI 104 | PRESSURE INDICATOR DIGITAL | 69 | 86 | NA | NO | NO
GE DRUCK | DPI 601 | PRESSURE INDICATOR DIGITAL | 276 | 345 | NA | NO | NO
GE DRUCK | DPI 610 | PRESSURE CALIBRATOR | 276 | 345 | NA | NO | NO
GE DRUCK | DPI 620 | CALIBRATOR ADV MODULAR ELECTRICAL SIM | 462 | 578 | 624 | YES | NO | Does not include modules
GE DRUCK | DPI 705 | PRESSURE INDICATOR DIGITAL | 276 | 345 | NA | NO | NO
GE DRUCK | DPI 802 | PRESSURE LOOP CALIBRATOR | 414 | 518 | NA | NO | NO
GE INSPECTION TECH | DMS 2 | THICKNESS GAUGE ULTRASONIC | 173 | 216 | NA | NO | NO
GE PANAMETRICS | MTS5 | HUMIDITY TEMP METER | 242 | 303 | NA | NO | NO
GEAR WRENCH | 85072 | TORQUE SCREWDRIVER | 69 | 86 | 93 | YES | NO | Check Range. Accredited ONLY Up to 250 FtLbs
GEAR/TRONIC INDUSTRIES | 38A | TORQUE WRENCH | 69 | 86 | 93 | YES | NO | Check Range. Accredited ONLY Up to 250 FtLbs
GEARWRENCH | 85050 | TORQUE WRENCH | 69 | 86 | 93 | YES | NO | Check Range. Accredited ONLY Up to 250 FtLbs
GEARWRENCH | 85053 | TORQUE WRENCH | 69 | 86 | 93 | YES | NO | Check Range. Accredited ONLY Up to 250 FtLbs
GEARWRENCH | 85054 | TORQUE WRENCH | 69 | 86 | 93 | YES | NO | Check Range. Accredited ONLY Up to 250 FtLbs
GEARWRENCH | 85076 | DIGITAL TORQUE WRENCH 7.5-100 LBF.FT | 69 | 86 | 93 | YES | NO
GEI | 2020A | RULER STEEL | 69 | 86 | NA | NO | NO | 12 INCH
GEISMAR | RCAT-A1-56 1/2" | RAILROAD TRACK LEVEL GAUGE | 138 | 173 | NA | NO | NO
GENERAL | 17 | PROTRACTOR | 69 | 86 | NA | NO | NO
GENERAL | 18 | PROTRACTOR | 69 | 86 | NA | NO | NO
GENERAL | 19 | PROTRACTOR | 69 | 86 | NA | NO | NO
GENERAL | 142 | CALIPER | 69 | 86 | 93 | YES | NO | 6 INCH
GENERAL | 147 | CALIPER | 69 | 86 | 93 | YES | NO | 6 INCH
GENERAL | 822 | ANGLE FINDER | 69 | 86 | NA | NO | NO
GENERAL | 1702 | PROTRACTOR DIGITAL | 69 | 86 | NA | NO | NO
GENERAL | 0-12" | CALIPER | 69 | 86 | 93 | YES | NO | 12 INCH
GENERAL | 0-180 | PROTRACTOR | 69 | 86 | NA | NO | NO
GENERAL | 0-6" | CALIPER | 69 | 86 | 93 | YES | NO | 6 INCH
GENERAL | 6" | CALIPER | 69 | 86 | 93 | YES | NO | 6 INCH
GENERAL | B600FC | DIAL THERMOMETER / RH METER | 242 | 303 | NA | NO | NO
GENERAL | DSM403SD | SOUND LEVEL METER | 168 | 210 | NA | NO | NO
GENERAL | DTH03A | HUMIDITY TEMP METER W PROBE | 242 | 303 | NA | NO | NO
GENERAL | IRT206 | IR THERMOMETER | 168 | 210 | NA | NO | NO
GENERAL | IRT207 | IR THERMOMETER | 168 | 210 | NA | NO | NO
GENERAL | TI170 | STOPWATCH | 126 | 158 | NA | NO | NO
GENERAL | TI872 | TIMER | 126 | 158 | NA | NO | NO
GENERAL | ULTRATECH | CALIPER | 69 | 86 | 93 | YES | NO | 6 INCH
GENERAL RADIO | 1657 | IMPEDANCE METER | 336 | 420 | NA | NO | NO
GENERAL RADIO | 1658 | IMPEDANCE METER | 336 | 420 | NA | NO | NO
GENERAL RADIO | 1659 | RLC DIGIBRIDGE | 336 | 420 | NA | NO | NO
GENERAL RADIO | 1864 | MEGOHMMETER | 252 | 315 | 340 | YES | NO
GENERAL RADIO | 1432-N | RESISTANCE DECADE BOX | 210 | 263 | 284 | YES | NO
GENERAL RADIO | 1432-x (All Models) | RESISTANCE DECADE BOX | 210 | 263 | 284 | YES | NO
GENERAL RADIO | 1433-K | RESISTANCE DECADE BOX | 210 | 263 | 284 | YES | NO
GENERAL RADIO | 1434-x (All Models) | RESISTANCE DECADE BOX | 210 | 263 | 284 | YES | NO
GENERAL RADIO | 1531-AB | TACHOMETER STROBE | 210 | 263 | NA | NO | NO
GENERAL RADIO | 1538-A | TACHOMETER STROBE | 210 | 263 | NA | NO | NO
GENERAL RADIO | 1562-A | SOUND LEVEL METER | 168 | 210 | NA | NO | NO
GENERAL RADIO | 1565-B | SOUND LEVEL METER | 168 | 210 | NA | NO | NO
GENERAL RADIO | 1657 RLC | LCR METER DIGIBRIDGE | 420 | 525 | NA | NO | NO
GENERAL RADIO | 1658 RLC | LCR METER DIGIBRIDGE | 420 | 525 | NA | NO | NO
GENERAL RADIO | 1840-A | OUTPUT POWER METER | 252 | 315 | NA | NO | NO
GENERAL RADIO | W5MT3A | AC VOLTAGE VARIAC | 168 | 210 | 227 | YES | NO
GENERAL RESISTANCE | DAS-56B | CALIBRATOR DC VOLTS | 252 | 315 | 340 | YES | NO
GENERAL RESISTANCE | RD52 | RESISTANCE DECADE BOX | 210 | 263 | 284 | YES | NO
GENERAL RESISTANCE | RD52A | RESISTANCE DECADE BOX | 210 | 263 | 284 | YES | NO
GENERAL RESISTANCE | RDS-52A | RESISTANCE DECADE BOX | 210 | 263 | 284 | YES | NO
GENERAL RESISTANCE | RTD100 | RESISTANCE DECADE BOX | 210 | 263 | 284 | YES | NO
GENERAL RESISTANCE | RTD1000 | RESISTANCE DECADE BOX | 210 | 263 | 284 | YES | NO
GENERAL TOOL & INSTRUMENT | Generic | CALIPER | 69 | 86 | 93 | YES | NO
GENERAL TOOLS | SW-8881 | TIMER STOPWATCH | 126 | 158 | NA | NO | NO
GENERAL ULTRATECH | 147 | 0-6” Digital Caliper | 69 | 86 | 93 | YES | NO
GENERIC | 0-30PSI 2-3-2 | PRESSURE GAUGE | 69 | 86 | NA | NO | NO | 30 PSI
GENERIC | 6" HEIGHT GAUGE | HEIGHT GAUGE | 124 | 155 | NA | NO | NO | 6 INCH
GENIUS | 280045L | TORQUE SCREWDRIVER | 69 | 86 | 93 | YES | NO | Check Range. Accredited ONLY Up to 250 FtLbs
GERMANY | 0.030" | INDICATOR TEST | 69 | 86 | NA | NO | NO
GERMANY | 36 PIECE | GAUGE BLOCK SET | 414 | 518 | NA | NO | NO | 36 PC
GERMANY | UNKNOWN | CRIMPER | 69 | 86 | NA | NO | NO
GF GAUGE | 3/8-32 UNEF-2A | THREAD RING GAUGE GO | 69 | 86 | NA | NO | NO
GF GAUGE | 5/8-24 UNEF-2A | THREAD RING GAUGE GO | 69 | 86 | NA | NO | NO
GF GAUGE | 8-32 UNC-2A | THREAD RING GAUGE GO | 69 | 86 | NA | NO | NO
GFP | TW-DISS-K | TORQUE WRENCH | 69 | 86 | 93 | YES | NO | Check Range. Accredited ONLY Up to 250 FtLbs
GFP | TW-DISS-NI | TORQUE WRENCH | 69 | 86 | 93 | YES | NO | Check Range. Accredited ONLY Up to 250 FtLbs
GFS - GEORGE FISHER SIGNET | 2850-5X | PLUG-IN | 252 | 315 | 340 | YES | NO
GFS - GEORGE FISHER SIGNET | SIGNET 2850 | PLUG-IN | 252 | 315 | 340 | YES | NO
GIGA MECO | DT9205A | MULTIMETER HANDHELD | 126 | 158 | 170 | YES | NO
GIGATRONICS | 8541 | RF POWER METER | 252 | 315 | NA | NO | NO
GIGATRONICS | 8542 | RF POWER METER | 252 | 315 | NA | NO | NO
GIGATRONICS | 12508A | RF SIGNAL GENERATOR | 588 | 735 | NA | NO | NO
GIGATRONICS | 6080A | RF SIGNAL GENERATOR | 588 | 735 | NA | NO | NO
GIGATRONICS | 80301A | RF POWER SENSOR | 294 | 368 | NA | NO | NO
GIGATRONICS | 80303A | RF POWER SENSOR | 294 | 368 | NA | NO | NO
GIGATRONICS | 80304A | RF POWER SENSOR | 294 | 368 | NA | NO | NO | 26.5 GHZ
GIGATRONICS | 80321A | RF POWER SENSOR | 294 | 368 | NA | NO | NO | 18 GHZ
GIGATRONICS | 80354A | RF POWER SENSOR | 294 | 368 | NA | NO | NO | 26.5 GHZ
GIGATRONICS | 80401A | RF POWER SENSOR | 294 | 368 | NA | NO | NO
GIGATRONICS | 80601A | RF POWER SENSOR | 294 | 368 | NA | NO | NO
GIGATRONICS | 80701A | RF POWER SENSOR | 294 | 368 | NA | NO | NO
GIGATRONICS | 8541B | RF POWER METER | 252 | 315 | NA | NO | NO
GIGATRONICS | 8541C | RF POWER METER | 252 | 315 | NA | NO | NO
GIGATRONICS | 8542B | RF POWER METER | 252 | 315 | NA | NO | NO
GIGATRONICS | 8542C | RF POWER METER | 252 | 315 | NA | NO | NO
GIGATRONICS | 8651A | RF POWER METER | 252 | 315 | NA | NO | NO
GIGATRONICS | 8652A | RF POWER METER | 252 | 315 | NA | NO | NO
GILL | TCT-1000 | BATTERY CHARGER | 252 | 315 | 340 | YES | NO
GILSON | 26104C | INDICATOR DIAL | 69 | 86 | NA | NO | NO
GLASSMAN | ER SERIES POWER SUPPLY | DC POWER SUPPLY HIGH VOLTAGE | 294 | 368 | 397 | YES | NO
GLASSMAN | LV600-1.7 | DC POWER SUPPLY HIGH VOLTAGE | 294 | 368 | 397 | YES | NO
GLASSMAN HIGH VOLTAGE INC. | PS/EW05R120DM11 | DC POWER SUPPLY HIGH VOLTAGE | 294 | 368 | 397 | YES | NO | 5 KV
GLOBAL | 240878 | SCALE | 124 | 155 | NA | NO | NO
GLOBAL | 242433 | 5000 LB FREIGHT SCALE | 345 | 431 | NA | NO | NO
GLOBAL SPECIALTIES | 1310 | DC POWER SUPPLY | 168 | 210 | 227 | YES | NO
GLOBAL SPECIALTIES | 3000 | CAPACITANCE METER | 168 | 210 | NA | NO | NO
GLOBAL SPECIALTIES | SFG-205 | FUNCTION GENERATOR | 336 | 420 | NA | NO | NO
GLTL | 7122 | AC DC INSULATION TESTER | 168 | 210 | 227 | YES | NO
GODWIN | 1/8-27 NPT-L1 | THREAD PLUG GAUGE | 69 | 86 | NA | NO | NO
GODWIN | 10-32 UNF-2B STI | THREAD PLUG GAUGE GO NOGO | 69 | 86 | NA | NO | NO
GODWIN | 4-40 UNC-2B | THREAD PLUG GAUGE GO NOGO | 69 | 86 | NA | NO | NO
GODWIN | 4-40 UNC-2B STI | THREAD PLUG GAUGE GO NOGO | 69 | 86 | NA | NO | NO
GODWIN | 8-32 UNC-2B STI | THREAD PLUG GAUGE GO NOGO | 69 | 86 | NA | NO | NO
GODWIN | M12X1.0-6H | THREAD PLUG GAUGE GO NOGO | 69 | 86 | NA | NO | NO
GODWIN | M8X1.25-6H | THREAD PLUG GAUGE GO NOGO | 69 | 86 | NA | NO | NO
GOLD LINE | ZM1 | IMPEDANCE METER | 210 | 263 | NA | NO | NO
GOLD LINE | ZM1P | IMPEDANCE METER | 210 | 263 | NA | NO | NO
GOLD WAVE | GW-10 | TEMP CONTROLLER SOLDER FOUNTAIN | 126 | 158 | 170 | YES | NO
GOLDSTAR | DM-333 | DMM HANDHELD | 126 | 158 | 170 | YES | NO
GOLDSTAR | DM-7241 | DMM BENCHTOP | 168 | 210 | 227 | YES | NO
GOLDSTAR | FC-2130 | FREQUENCY COUNTER | 210 | 263 | NA | NO | NO
GOLNEX | DP-100 | TORQUE | 69 | 86 | 93 | YES | NO | 1.5-8.0 inlb
GORDON | AP1031/01K | TEMP PROBE THERMOCOUPLE SURFACE | 126 | 158 | 170 | YES | NO
GOSSEN METRAWATT | 500D | MEGOHMMETER | 168 | 210 | 227 | YES | NO
GOSSEN METRAWATT | METRAHIT 16I | INSULATION TESTER | 168 | 210 | 227 | YES | NO
GOSSEN METRAWATT | SECU-CAL 10 | CALIBRATOR | 462 | 578 | 624 | YES | NO
GRALAB | 167 | TIMER | 126 | 158 | NA | NO | NO
GRALAB | 171 | TIMER | 126 | 158 | NA | NO | NO
GRALAB | 251 | TIMER | 126 | 158 | NA | NO | NO
GRALAB | 300 | TIMER | 126 | 158 | NA | NO | NO
GRAMATECH | PVS-2100R | TEMP CONTROLLER SEALER | 126 | 158 | 170 | YES | NO
GRANVILLE PHILIPS | 375001-T | VACUUM GAUGE | 69 | 86 | NA | NO | NO
GRAPHTEC | GL200A | DATALOGGER | 294 | 368 | 397 | YES | NO
GRAPHTEC | GL220 | DATALOGGER | 294 | 368 | 397 | YES | NO
GRAPHTEC | GL240 | MIDI LOGGER | 294 | 368 | 397 | YES | NO
GRAPHTEC | GL840 | MIDI LOGGER | 294 | 368 | 397 | YES | NO
GRAS | 12AK | 1 CHAN PWR MOD W GAIN,FLTRS,SYSCHK GEN | 252 | 315 | NA | NO | NO
GREAT NECK | 150 LB/FT | TORQUE WRENCH | 69 | 86 | 93 | YES | NO | Check Range. Accredited ONLY Up to 250 FtLbs
GRECO CLEANING SYSTEMS | 190 DEG F OVEN | DRYING OVEN | 378 | 473 | 510 | YES | NO | Accredited Up to +400oC
GREENFIELD | .629 GO - .630 NOGO | PLUG GAUGE GO NOGO | 69 | 86 | NA | NO | NO
GREENFIELD | 0-80 UNF-2A | THREAD SET PLUG GAUGE GO NOGO | 69 | 86 | NA | NO | NO
GREENFIELD | 0-80 UNF-2B | THREAD PLUG GAUGE GO NOGO | 69 | 86 | NA | NO | NO
GREENFIELD | 1 1/2-12 UNF-2B | THREAD PLUG GAUGE GO NOGO | 69 | 86 | NA | NO | NO
GREENFIELD | 1 1/2-6 UNC-2B | THREAD PLUG GAUGE GO NOGO | 69 | 86 | NA | NO | NO
GREENFIELD | 1 1/4-12 UNF-2B | THREAD PLUG GAUGE GO NOGO | 69 | 86 | NA | NO | NO
GREENFIELD | 1 1/4-7 UNC-2B | THREAD PLUG GAUGE GO NOGO | 69 | 86 | NA | NO | NO
GREENFIELD | 1 1/8-12 UNF-2B | THREAD PLUG GAUGE GO NOGO | 69 | 86 | NA | NO | NO
GREENFIELD | 1 1/8-7 UNC-2B | THREAD PLUG GAUGE GO NOGO | 69 | 86 | NA | NO | NO
GREENFIELD | 1"-12 UNF-2A | THREAD RING GAUGE GO | 69 | 86 | NA | NO | NO
GREENFIELD | 1"-12 UNF-2B | THREAD PLUG GAUGE GO NOGO | 69 | 86 | NA | NO | NO
GREENFIELD | 1"-14 UNS-2B | THREAD PLUG GAUGE GO NOGO | 69 | 86 | NA | NO | NO
GREENFIELD | 1"-20 UNEF-2B | THREAD PLUG GAUGE GO NOGO | 69 | 86 | NA | NO | NO
GREENFIELD | 1"-8 UNC-2B | THREAD PLUG GAUGE GO NOGO | 69 | 86 | NA | NO | NO
GREENFIELD | 1.00-8 UNC-2B | THREAD PLUG GAUGE GO NOGO | 69 | 86 | NA | NO | NO
GREENFIELD | 1/16-27 NPT-L1 | THREAD PLUG GAUGE | 69 | 86 | NA | NO | NO
GREENFIELD | 1/2-13 UNC-2A | THREAD RING GAUGE GO | 69 | 86 | NA | NO | NO
GREENFIELD | 1/2-13 UNC-2B | THREAD PLUG GAUGE GO NOGO | 69 | 86 | NA | NO | NO
GREENFIELD | 1/2-13 UNC-2B STI | THREAD PLUG GAUGE GO NOGO | 69 | 86 | NA | NO | NO
GREENFIELD | 1/2-13 UNC-3B | THREAD PLUG GAUGE GO NOGO | 69 | 86 | NA | NO | NO
GREENFIELD | 1/2-13 UNJC-3A | RING GAUGE NOGO | 69 | 86 | NA | NO | NO
GREENFIELD | 1/2-20 UN-2B LH | THREAD PLUG GAUGE GO NOGO | 69 | 86 | NA | NO | NO
GREENFIELD | 1/2-20 UNF-2A | THREAD RING GAUGE GO | 69 | 86 | NA | NO | NO
GREENFIELD | 1/2-20 UNF-2B | THREAD PLUG GAUGE GO NOGO | 69 | 86 | NA | NO | NO
GREENFIELD | 1/2-20 UNF-2B STI | THREAD PLUG GAUGE GO NOGO | 69 | 86 | NA | NO | NO
GREENFIELD | 1/2-28 UNEF-2A | THREAD RING GAUGE GO NOGO | 69 | 86 | NA | NO | NO
GREENFIELD | 1/4-18 NPT | THREAD PLUG GAUGE | 69 | 86 | NA | NO | NO
GREENFIELD | 1/4-20 UNC 3B | THREAD PLUG GAUGE GO NOGO | 69 | 86 | NA | NO | NO
GREENFIELD | 1/4-20 UNC-2A | THREAD RING GAUGE GO NOGO | 69 | 86 | NA | NO | NO
GREENFIELD | 1/4-20 UNC-2B | THREAD PLUG GAUGE GO NOGO | 69 | 86 | NA | NO | NO
GREENFIELD | 1/4-20 UNC-2B STI | THREAD PLUG GAUGE GO NOGO | 69 | 86 | NA | NO | NO
GREENFIELD | 1/4-20 UNC-3B STI | THREAD PLUG GAUGE GO NOGO | 69 | 86 | NA | NO | NO
GREENFIELD | 1/4-20 UNJC 3A | THREAD RING GAUGE GO | 69 | 86 | NA | NO | NO
GREENFIELD | 1/4-28 UNF-2A | THREAD SET PLUG GAUGE GO NOGO | 69 | 86 | NA | NO | NO
GREENFIELD | 1/4-28 UNF-2B | THREAD PLUG GAUGE GO NOGO | 69 | 86 | NA | NO | NO
GREENFIELD | 1/4-28 UNF-2B STI | THREAD PLUG GAUGE GO NOGO | 69 | 86 | NA | NO | NO
GREENFIELD | 1/4-28 UNF-3B | THREAD PLUG GAUGE GO NOGO | 69 | 86 | NA | NO | NO
GREENFIELD | 1/4-32 UNEF-2A | THREAD SET PLUG GAUGE GO NOGO | 69 | 86 | NA | NO | NO
GREENFIELD | 1/4-32 UNEF-2B | THREAD PLUG GAUGE GO NOGO | 69 | 86 | NA | NO | NO
GREENFIELD | 10-24 UNC-2B | THREAD PLUG GAUGE GO | 69 | 86 | NA | NO | NO
GREENFIELD | 10-24 UNC-2B STI | THREAD PLUG GAUGE GO NOGO | 69 | 86 | NA | NO | NO
GREENFIELD | 10-24 UNC-3B STI | THREAD PLUG GAUGE GO NOGO | 69 | 86 | NA | NO | NO
GREENFIELD | 10-32 UNF-2B | THREAD PLUG GAUGE GO NOGO | 69 | 86 | NA | NO | NO
GREENFIELD | 10-32 UNF-2B STI | THREAD PLUG GAUGE GO NOGO | 69 | 86 | NA | NO | NO
GREENFIELD | 10-32 UNF-3B | THREAD PLUG GAUGE GO NOGO | 69 | 86 | NA | NO | NO
GREENFIELD | 11/16-32 UN-2A | THREAD RING GAUGE GO | 69 | 86 | NA | NO | NO
GREENFIELD | 11/16-32 UN-2B | THREAD PLUG GAUGE GO NOGO | 69 | 86 | NA | NO | NO
GREENFIELD | 1-14 UNS-2B | THREAD PLUG GAUGE GO NOGO | 69 | 86 | NA | NO | NO
GREENFIELD | 12-24 UNC-2B | THREAD PLUG GAUGE GO NOGO | 69 | 86 | NA | NO | NO
GREENFIELD | 12-24 UNF-2B | THREAD PLUG GAUGE GO NOGO | 69 | 86 | NA | NO | NO
GREENFIELD | 12-28 UNF-2A | THREAD RING GAUGE GO NOGO | 69 | 86 | NA | NO | NO
GREENFIELD | 12-28 UNF-2B | THREAD PLUG GAUGE GO NOGO | 69 | 86 | NA | NO | NO
GREENFIELD | 1-64 UNC-2B | THREAD PLUG GAUGE GO NOGO | 69 | 86 | NA | NO | NO
GREENFIELD | 2-56 UNC-2B | THREAD PLUG GAUGE GO NOGO | 69 | 86 | NA | NO | NO
GREENFIELD | 2-56 UNC-2B STI | THREAD PLUG GAUGE GO NOGO | 69 | 86 | NA | NO | NO
GREENFIELD | 2-64 UNF-2B | THREAD PLUG GAUGE GO NOGO | 69 | 86 | NA | NO | NO
GREENFIELD | 3/4-10 UNC-2B | THREAD PLUG GAUGE GO NOGO | 69 | 86 | NA | NO | NO
GREENFIELD | 3/4-14 NPT | THREAD PLUG GAUGE | 69 | 86 | NA | NO | NO
GREENFIELD | 3/4-16 UNF-2A | THREAD RING GAUGE GO | 69 | 86 | NA | NO | NO
GREENFIELD | 3/4-16 UNF-2B | THREAD PLUG GAUGE GO NOGO | 69 | 86 | NA | NO | NO
GREENFIELD | 3/4-20 UNEF-2B | THREAD PLUG GAUGE GO NOGO | 69 | 86 | NA | NO | NO
GREENFIELD | 3/8-16 UNC-2A | THREAD RING GAUGE NOGO | 69 | 86 | NA | NO | NO
GREENFIELD | 3/8-16 UNC-2B | THREAD PLUG GAUGE GO NOGO | 69 | 86 | NA | NO | NO
GREENFIELD | 3/8-16 UNC-2B STI | THREAD PLUG GAUGE GO NOGO | 69 | 86 | NA | NO | NO
GREENFIELD | 3/8-16 UNC-3B | THREAD PLUG GAUGE GO NOGO | 69 | 86 | NA | NO | NO
GREENFIELD | 3/8-16 UNJC-3A | THREAD RING GAUGE GO | 69 | 86 | NA | NO | NO
GREENFIELD | 3/8-24 UNF-2A | THREAD RING GAUGE NOGO | 69 | 86 | NA | NO | NO
GREENFIELD | 3/8-24 UNF-2B | THREAD PLUG GAUGE GO NOGO | 69 | 86 | NA | NO | NO
GREENFIELD | 4-40 UNC-2B | THREAD PLUG GAUGE GO NOGO | 69 | 86 | NA | NO | NO
GREENFIELD | 4-40 UNC-2B STI | THREAD PLUG GAUGE GO NOGO | 69 | 86 | NA | NO | NO
GREENFIELD | 4-40 UNC-3A | THREAD RING GAUGE GO | 69 | 86 | NA | NO | NO
GREENFIELD | 4-40 UNC-3B | THREAD PLUG GAUGE GO NOGO | 69 | 86 | NA | NO | NO
GREENFIELD | 4-48 UNF-2B | THREAD PLUG GAUGE GO NOGO | 69 | 86 | NA | NO | NO
GREENFIELD | 5/16-18 UNC-2A | THREAD RING GAUGE LH GO | 69 | 86 | NA | NO | NO
GREENFIELD | 5/16-18 UNC-2B | THREAD PLUG GAUGE GO NOGO | 69 | 86 | NA | NO | NO
GREENFIELD | 5/16-18 UNC-2B STI | THREAD PLUG GAUGE GO NOGO | 69 | 86 | NA | NO | NO
GREENFIELD | 5/16-24 UNF-2A | THREAD RING GAUGE GO | 69 | 86 | NA | NO | NO
GREENFIELD | 5/16-24 UNF-2B | THREAD PLUG GAUGE GO NOGO | 69 | 86 | NA | NO | NO
GREENFIELD | 5/16-32 UNEF-2B | THREAD PLUG GAUGE GO NOGO | 69 | 86 | NA | NO | NO
GREENFIELD | 5/8-11 UNC-2B | THREAD PLUG GAUGE GO NOGO | 69 | 86 | NA | NO | NO
GREENFIELD | 5/8-18 UNF-2B | THREAD PLUG GAUGE GO NOGO | 69 | 86 | NA | NO | NO
GREENFIELD | 5/8-24 UNEF-2A | THREAD RING GAUGE GO NOGO | 69 | 86 | NA | NO | NO
GREENFIELD | 5-40 UNC-2A | THREAD RING GAUGE GO | 69 | 86 | NA | NO | NO
GREENFIELD | 5-40 UNC-2B | THREAD PLUG GAUGE GO NOGO | 69 | 86 | NA | NO | NO
GREENFIELD | 5-44 UNF-2A | THREAD SET PLUG GAUGE GO NOGO | 69 | 86 | NA | NO | NO
GREENFIELD | 6-32 UNC-2B | THREAD PLUG GAUGE GO NOGO | 69 | 86 | NA | NO | NO
GREENFIELD | 6-32 UNC-2B STI | THREAD PLUG GAUGE GO NOGO | 69 | 86 | NA | NO | NO
GREENFIELD | 6-32 UNC-3B | THREAD PLUG GAUGE GO NOGO | 69 | 86 | NA | NO | NO
GREENFIELD | 6-40 UNF-2B | THREAD PLUG GAUGE GO NOGO | 69 | 86 | NA | NO | NO
GREENFIELD | 7/16-14 UNC-2A SET | THREAD PLUG GAUGE GO NOGO | 69 | 86 | NA | NO | NO
GREENFIELD | 7/16-14 UNC-2B | THREAD PLUG GAUGE GO NOGO | 69 | 86 | NA | NO | NO
GREENFIELD | 7/16-20 UNF-2A | THREAD RING GAUGE GO NOGO | 69 | 86 | NA | NO | NO
GREENFIELD | 7/16-20 UNF-2A | THREAD RING GAUGE NOGO | 69 | 86 | NA | NO | NO
GREENFIELD | 7/16-20 UNF-2B | THREAD PLUG GAUGE GO NOGO | 69 | 86 | NA | NO | NO
GREENFIELD | 7/16-20 UNF-3A | THREAD RING GAUGE GO | 69 | 86 | NA | NO | NO
GREENFIELD | 7/16-20 UNF-3B | THREAD PLUG GAUGE GO NOGO | 69 | 86 | NA | NO | NO
GREENFIELD | 7/8-14 UNF-2B | THREAD PLUG GAUGE GO NOGO | 69 | 86 | NA | NO | NO
GREENFIELD | 7/8-9 UNC-1A | THREAD RING GAUGE GO | 69 | 86 | NA | NO | NO
GREENFIELD | 7/8-9 UNC-1B | THREAD PLUG GAUGE GO NOGO | 69 | 86 | NA | NO | NO
GREENFIELD | 7-16-20 UNF-2A | THREAD RING GAUGE GO | 69 | 86 | NA | NO | NO
GREENFIELD | 8-32 UNC-2B | THREAD PLUG GAUGE GO NOGO | 69 | 86 | NA | NO | NO
GREENFIELD | 8-32 UNC-2B STI | THREAD PLUG GAUGE GO NOGO | 69 | 86 | NA | NO | NO
GREENFIELD | 8-32 UNC-3B | THREAD PLUG GAUGE GO NOGO | 69 | 86 | NA | NO | NO
GREENFIELD | 8-36 UNF-2B | THREAD PLUG GAUGE GO NOGO | 69 | 86 | NA | NO | NO
GREENFIELD | 9/16-18 UNF-2B | THREAD PLUG GAUGE GO NOGO | 69 | 86 | NA | NO | NO
GREENFIELD | 9/16-18 UNF-3B | THREAD PLUG GAUGE GO NOGO | 69 | 86 | NA | NO | NO
GREENFIELD | M10x1.5-6H | THREAD PLUG GAUGE GO NOGO | 69 | 86 | NA | NO | NO
GREENFIELD | M14x2.0-6H | THREAD PLUG GAUGE GO NOGO | 69 | 86 | NA | NO | NO
GREENFIELD | M18x1.5-6H | THREAD PLUG GAUGE GO NOGO | 69 | 86 | NA | NO | NO
GREENFIELD | M2.5x0.45-6H | THREAD PLUG GAUGE GO NOGO | 69 | 86 | NA | NO | NO
GREENFIELD | M3x0.5-6g | THREAD RING GAUGE GO | 69 | 86 | NA | NO | NO
GREENFIELD | M3x0.5-6H | THREAD PLUG GAUGE GO NOGO | 69 | 86 | NA | NO | NO
GREENFIELD | M4 X 0.7-6H | THREAD PLUG GAUGE GO NOGO | 69 | 86 | NA | NO | NO
GREENFIELD | M4X0.7-6G | THREAD RING GAUGE GO | 69 | 86 | NA | NO | NO
GREENFIELD | M4x0.7-6H | THREAD PLUG GAUGE GO NOGO | 69 | 86 | NA | NO | NO
GREENFIELD | M4X0.7-6H STI | THREAD PLUG GAUGE GO NOGO | 69 | 86 | NA | NO | NO
GREENFIELD | M5x0.8-6H | THREAD PLUG GAUGE GO NOGO | 69 | 86 | NA | NO | NO
GREENFIELD | M5x0.8-6H STI | THREAD PLUG GAUGE | 69 | 86 | NA | NO | NO
GREENFIELD | M6.75x1.0-6g SPEC | THREAD RING GAUGE GO | 69 | 86 | NA | NO | NO
GREENFIELD | M6x1.0-6H | THREAD PLUG GAUGE GO NOGO | 69 | 86 | NA | NO | NO
GREENFIELD | M6x1.0-6H STI | THREAD PLUG GAUGE GO NOGO | 69 | 86 | NA | NO | NO
GREENFIELD | M8X1.25-6G | THREAD RING GAUGE GO NOGO | 69 | 86 | NA | NO | NO
GREENFIELD | M8X1.25-6H | THREAD PLUG GAUGE GO | 69 | 86 | NA | NO | NO
GREENFIELD | M8x1.25-6H | THREAD PLUG GAUGE GO NOGO | 69 | 86 | NA | NO | NO
GREENLEE | 1981 | CRIMPER | 69 | 86 | NA | NO | NO
GREENLEE | 5124 | MOTOR ROTATION / PHASE INDICATOR | 168 | NA | NA | NO | NO
GREENLEE | 5423 | MOTOR ROTATION METER | 168 | NA | NA | NO | NO | LEVEL 4 ONLY
GREENLEE | 5702 | PHASE SEQUENCE INDICATOR | 109 | NA | NA | NO | NO | LEVEL 4 ONLY
GREENLEE | 5778 | MEGOHMMETER | 168 | 210 | 227 | YES | NO
GREENLEE | 5880 | MEGOHMMETER | 168 | 210 | 227 | YES | NO
GREENLEE | 5882 | MEGOHMMETER | 168 | 210 | 227 | YES | NO
GREENLEE | 5990 | MEGOHMMETER | 252 | 315 | 340 | YES | NO
GREENLEE | 45507 | CRIMPER WIRE | 69 | 86 | NA | NO | NO
GREENLEE | 257A-M90 | HANDHELD LED SOURCE | 210 | 263 | NA | NO | NO
GREENLEE | 560XL | RF POWER METER | 252 | 315 | NA | NO | NO
GREENLEE | 570XL | FIBER OPTIC LASER SOURCE | 210 | 263 | NA | NO | NO
GREENLEE | 5712R | PHASE FINDER | 109 | NA | NA | NO | NO | LEVEL 4 ONLY
GREENLEE | 580XL | FIBER OPTIC LASER SOURCE | 210 | 263 | NA | NO | NO
GREENLEE | 580XL-FC | LASER SOURCE | 210 | 263 | NA | NO | NO
GREENLEE | 5882A | MEGHOMMETER | 168 | 210 | 227 | YES | NO
GREENLEE | 762R | 635 NM LASER SOURCE | 210 | 263 | NA | NO | NO
GREENLEE | 910FS | FUSION SPLICER | 0 | 0 | NA | NO | NO | NO Calibration Capability
GREENLEE | 93-602 | DMM HANDHELD | 126 | 158 | 170 | YES | NO
GREENLEE | 93-606 | DMM HANDHELD | 126 | 158 | 170 | YES | NO
GREENLEE | CLM-1000 | CABLE LENGTH METER ELECTRICAL | 168 | 210 | NA | NO | NO
GREENLEE | CM-1300 | CLAMP METER | 126 | 158 | 170 | YES | NO
GREENLEE | CM-600 | CLAMP METER | 126 | 158 | 170 | YES | NO
GREENLEE | CM-900 | CLAMP METER | 126 | 158 | 170 | YES | NO
GREENLEE | CMGRT-100 | GROUND TESTER | 210 | 263 | 284 | YES | NO
GREENLEE | CMI-1000 | CLAMP METER | 126 | 158 | 170 | YES | NO
GREENLEE | CMT-60 | CLAMP METER | 126 | 158 | 170 | YES | NO
GREENLEE | CMT-80 | CLAMP METER | 126 | 158 | 170 | YES | NO
GREENLEE | CS-8000 | CIRCUIT SEEKER | 168 | NA | NA | NO | NO | LEVEL 4 ONLY
GREENLEE | DM-200 | DMM HANDHELD | 126 | 158 | 170 | YES | NO
GREENLEE | DM-200A | HANDHELD DMM | 126 | 158 | 170 | YES | NO
GREENLEE | DM-210 | DMM HANDHELD | 126 | 158 | 170 | YES | NO
GREENLEE | DM-210A | DMM HANDHELD | 126 | 158 | 170 | YES | NO
GREENLEE | DM-25 | DIGITAL MULTIMETER | 126 | 158 | 170 | YES | NO
GREENLEE | DM-65 | DIGITAL MULTIMETER | 126 | 158 | 170 | YES | NO
GREENLEE | DM-800 | DMM HANDHELD | 126 | 158 | 170 | YES | NO
GREENLEE | DM-810A | DMM | 126 | 158 | 170 | YES | NO
GREENLEE | DM-820 | DMM HANDHELD | 126 | 158 | 170 | YES | NO
GREENLEE | DM-820A | TRUE RMS DMM | 126 | 158 | 170 | YES | NO
GREENLEE | DM-860 | DMM HANDHELD | 126 | 158 | 170 | YES | NO
GREENLEE | DM-860A | TRUE RMS MULTIMETER | 126 | 158 | 170 | YES | NO
GREENLEE | DML-430A | DIGITAL LOGGING METER | 126 | 158 | 170 | YES | NO
GREISINGER | GMH2000 | TEMP METER RTD | 336 | 420 | 454 | YES | NO
GRIEVE | 323 | OVEN | 378 | 473 | 510 | YES | NO | AMB to +400F
GRIEVE | 333 | OVEN | 378 | 473 | 510 | YES | NO | AMB to +400F
GRIEVE | 343 | OVEN | 378 | 473 | 510 | YES | NO | AMB to +400F
GRIEVE | AA-550 | OVEN | 378 | 473 | 510 | YES | NO | AMB to +550F
GRIEVE | AA-650 | OVEN | 378 | 473 | 510 | YES | NO | Accredited Up to +400oC
GRIEVE | AA-700 | OVEN | 378 | 473 | 510 | YES | NO | AMB to +700F
GRIEVE | AA-850 | OVEN | 378 | 473 | 510 | YES | NO | AMB to +850F
GRIEVE | AB-550 | OVEN | 378 | 473 | 510 | YES | NO | AMB to +550F
GRIEVE | AB-700 | OVEN | 378 | 473 | 510 | YES | NO | AMB to +700F
GRIEVE | AB-850 | OVEN | 378 | 473 | 510 | YES | NO | AMB to +850F
GRIEVE | AF-550 | OVEN | 378 | 473 | 510 | YES | NO | AMB to +550F
GRIEVE | AF-700 | OVEN | 378 | 473 | 510 | YES | NO | AMB to +700F
GRIEVE | AF-850 | OVEN | 378 | 473 | 510 | YES | NO | AMB to +850F
GRIEVE | AG-550 | OVEN | 378 | 473 | 510 | YES | NO | AMB to +550F
GRIEVE | AG-700 | OVEN | 378 | 473 | 510 | YES | NO | AMB to +700F
GRIEVE | AG-850 | OVEN | 378 | 473 | 510 | YES | NO | AMB to +850F
GRIEVE | B2H-650 | OVEN | 378 | 473 | 510 | YES | NO | Accredited Up to +400oC
GRIEVE | BF SERIES (ALL MODELS) | OVEN HIGH TEMP FURNACE | 462 | 578 | NA | NO | NO | AMB to +2200F
GRIEVE | DR-350 | OVEN | 378 | 473 | 510 | YES | NO | AMB to +350F
GRIEVE | FAA-330 | OVEN | 378 | 473 | 510 | YES | NO | AMB to +330C
GRIEVE | FAB-330 | OVEN | 378 | 473 | 510 | YES | NO | AMB to +330C
GRIEVE | FAC-330 | OVEN | 378 | 473 | 510 | YES | NO | AMB to +330C
GRIEVE | FSA-250 | OVEN | 378 | 473 | 510 | YES | NO | AMB to +250C
GRIEVE | FSB-250 | OVEN | 378 | 473 | 510 | YES | NO | AMB to +250C
GRIEVE | FSC-250 | OVEN | 378 | 473 | 510 | YES | NO | AMB to +250C
GRIEVE | GAA-330 | OVEN | 378 | 473 | 510 | YES | NO | AMB to +330C
GRIEVE | GAB-330 | OVEN | 378 | 473 | 510 | YES | NO | AMB to +330C
GRIEVE | GAC-330 | OVEN | 378 | 473 | 510 | YES | NO | AMB to +330C
GRIEVE | GSA-250 | OVEN | 378 | 473 | 510 | YES | NO | AMB to +250C
GRIEVE | GSB-250 | OVEN | 378 | 473 | 510 | YES | NO | AMB to +250C
GRIEVE | GSC-250 | OVEN | 378 | 473 | 510 | YES | NO | AMB to +250C
GRIEVE | LO-201C | OVEN | 378 | 473 | 510 | YES | NO | AMB to +200C
GRIEVE | LR-271C | OVEN | 378 | 473 | 510 | YES | NO | AMB to +270C
GRIEVE | LW-201C | OVEN | 378 | 473 | 510 | YES | NO | AMB to +200C
GRIEVE | NB-350 | OVEN | 378 | 473 | 510 | YES | NO | AMB to +350F
GRIEVE | NB-550 | OVEN | 378 | 473 | 510 | YES | NO | AMB to +550F
GRIEVE | NBS-400 | OVEN | 378 | 473 | 510 | YES | NO | AMB to +400F
GRIEVE | NT-1000 | OVEN | 378 | 473 | 510 | YES | NO | AMB to +1000F
GRIEVE | NT-800 | OVEN | 378 | 473 | 510 | YES | NO | AMB to +800F
GRIEVE | NTR-1000 | OVEN | 378 | 473 | 510 | YES | NO | AMB to +1000F
GRIEVE | NTR-800 | OVEN | 378 | 473 | 510 | YES | NO | AMB to +800F
GRIEVE | TB-500 | OVEN | 378 | 473 | 510 | YES | NO | Accredited Up to +400oC
GRIEVE | VC-280 | OVEN | 378 | 473 | 510 | YES | NO | AMB to +280C
GRIEVE | VF-220 | OVEN | 378 | 473 | 510 | YES | NO | AMB to +220C
GRIEVE | VK-220 | OVEN | 378 | 473 | 510 | YES | NO | AMB to +220C
GRIEVE | VL-280 | OVEN | 378 | 473 | 510 | YES | NO | AMB to +280C
GRIEVE | WRC566-500 | OVEN | 378 | 473 | 510 | YES | NO | Accredited Up to +400oC
GRIZZLY INDUSTRIES | H8374 | CALIPER | 69 | 86 | 93 | YES | NO | 8 INCH
GROUND ZERO | MTR-1000 | ESD SURFACE RESISTANCE METER | 168 | 210 | 227 | YES | NO | MU on Res Rdgs <100 MW
GSE | 350 | SCALE INDICATOR | 0 | 0 | NA | NO | NO | Display - Price per transducer
GSG | 0.8740-X | RING GAUGE NOGO | 69 | 86 | NA | NO | NO
GSG | 0.8760-X | RING GAUGE GO | 69 | 86 | NA | NO | NO
GSG | 1 1/4-12 UNF | THREAD PLUG GAUGE GO | 69 | 86 | NA | NO | NO
GSG | 1 5/16-18 UNEF-3A | THREAD RING GAUGE GO | 69 | 86 | NA | NO | NO
GSG | 1.00-12 UNF-2B | THREAD PLUG GAUGE GO NOGO | 69 | 86 | NA | NO | NO
GSG | 1.0-8 UNC-2B | THREAD PLUG GAUGE GO NOGO | 69 | 86 | NA | NO | NO
GSG | 1.5000" | RING GAUGE GO | 69 | 86 | NA | NO | NO
GSG | 1/2-13 UNC-2A | THREAD RING GAUGE GO NOGO | 69 | 86 | NA | NO | NO
GSG | 1/2-20 UNF-2A | THREAD RING GAUGE GO | 69 | 86 | NA | NO | NO
GSG | 1/2-20 UNF-2B | STI THREAD PLUG GAUGE GO NOGO | 69 | 86 | NA | NO | NO
GSG | 1/4-20 UNC-2A | THREAD RING GAUGE GO | 69 | 86 | NA | NO | NO
GSG | 1/4-20 UNC-2B | THREAD PLUG GAUGE GO NOGO | 69 | 86 | NA | NO | NO
GSG | 1/4-28 UNF-2A | THREAD RING GAUGE GO NOGO | 69 | 86 | NA | NO | NO
GSG | 1/4-28 UNF-2B | THREAD PLUG GAUGE GO NOGO | 69 | 86 | NA | NO | NO
GSG | 1/4-28 UNF-3A | THREAD SET PLUG GAUGE GO NOGO | 69 | 86 | NA | NO | NO
GSG | 10-24 UNC-2A | THREAD RING GAUGE GO NOGO | 69 | 86 | NA | NO | NO
GSG | 10-24 UNC-2B | THREAD PLUG GAUGE GO NOGO | 69 | 86 | NA | NO | NO
GSG | 10-24 UNC-2B STI | THREAD PLUG GAUGE GO NOGO | 69 | 86 | NA | NO | NO
GSG | 10-32 UNF-2A | THREAD RING GAUGE GO | 69 | 86 | NA | NO | NO
GSG | 10-32 UNF-2B | THREAD PLUG GAUGE GO NOGO | 69 | 86 | NA | NO | NO
GSG | 10-32 UNF-2B STI | THREAD PLUG GAUGE GO NOGO | 69 | 86 | NA | NO | NO
GSG | 10-48 UNS-2B | THREAD PLUG GAUGE GO NOGO | 69 | 86 | NA | NO | NO
GSG | 11/16-20 UN-2B | THREAD PLUG GAUGE GO NOGO | 69 | 86 | NA | NO | NO
GSG | 1-12 UNF-2B | THREAD PLUG GAUGE GO NOGO | 69 | 86 | NA | NO | NO
GSG | 12-24 UNC-2A | THREAD RING GAUGE GO | 69 | 86 | NA | NO | NO
GSG | 12-24 UNC-2B | THREAD PLUG GAUGE GO NOGO | 69 | 86 | NA | NO | NO
GSG | 12-32 UNEF-3B | THREAD PLUG GAUGE GO NOGO | 69 | 86 | NA | NO | NO
GSG | 12-56 UNS-2B | THREAD PLUG GAUGE GO NOGO | 69 | 86 | NA | NO | NO
GSG | 1-8 UNC-2B | THREAD PLUG GAUGE GO NOGO | 69 | 86 | NA | NO | NO
GSG | 3/4-16 UNF-2A | THREAD RING GAUGE NOGO | 69 | 86 | NA | NO | NO
GSG | 3/4-16 UNF-2B | THREAD PLUG GAUGE GO NOGO | 69 | 86 | NA | NO | NO
GSG | 3/8-16 UNC-2A | THREAD RING GAUGE GO | 69 | 86 | NA | NO | NO
GSG | 3/8-16 UNC-2B | THREAD PLUG GAUGE GO NOGO | 69 | 86 | NA | NO | NO
GSG | 3/8-24 UNF-2A | THREAD RING GAUGE GO | 69 | 86 | NA | NO | NO
GSG | 3/8-24 UNF-2B | THREAD PLUG GAUGE GO NOGO | 69 | 86 | NA | NO | NO
GSG | 3/8-32 UNEF-2B | THREAD PLUG GAUGE GO NOGO | 69 | 86 | NA | NO | NO
GSG | 4-40 UNC-2A | THREAD SET PLUG GAUGE GO NOGO | 69 | 86 | NA | NO | NO
GSG | 4-40 UNC-2B | THREAD PLUG GAUGE GO NOGO | 69 | 86 | NA | NO | NO
GSG | 4-48 UNF-2B | THREAD PLUG GAUGE GO NOGO | 69 | 86 | NA | NO | NO
GSG | 5/16-18 UNC-2A | THREAD RING GAUGE NOGO | 69 | 86 | NA | NO | NO
GSG | 5/16-18 UNC-2B | THREAD PLUG GAUGE GO NOGO | 69 | 86 | NA | NO | NO
GSG | 5/16-20 BUTT-2B | THREAD PLUG GAUGE GO NOGO | 69 | 86 | NA | NO | NO
GSG | 5/16-24 UNF-2A | THREAD RING GAUGE GO | 69 | 86 | NA | NO | NO
GSG | 5/16-24 UNF-2B | THREAD PLUG GAUGE GO NOGO | 69 | 86 | NA | NO | NO
GSG | 5/16-24 UNF-3B | THREAD PLUG GAUGE GO NOGO | 69 | 86 | NA | NO | NO
GSG | 5/16-40 UNS-2B LH | THREAD PLUG GAUGE GO NOGO | 69 | 86 | NA | NO | NO
GSG | 5-40 UNC-2A | THREAD RING GAUGE GO NOGO | 69 | 86 | NA | NO | NO
GSG | 6-32 UNC-2A | THREAD RING GAUGE GO | 69 | 86 | NA | NO | NO
GSG | 6-32 UNC-2B | THREAD PLUG GAUGE GO NOGO | 69 | 86 | NA | NO | NO
GSG | 7/16-14 UNC-2B | THREAD PLUG GAUGE GO NOGO | 69 | 86 | NA | NO | NO
GSG | 7/8-14 UNF-2B | THREAD PLUG GAUGE GO NOGO | 69 | 86 | NA | NO | NO
GSG | 8-32 UNC-2A | THREAD SET PLUG GAUGE GO NOGO | 69 | 86 | NA | NO | NO
GSG | 8-32 UNC-2B | THREAD PLUG GAUGE GO NOGO | 69 | 86 | NA | NO | NO
GSG | 8-32 UNC-2B STI | THREAD PLUG GAUGE GO NOGO | 69 | 86 | NA | NO | NO
GSG | 9/16-12 UNC-2A | THREAD RING GAUGE GO | 69 | 86 | NA | NO | NO
GSG | 9/16-12 UNC-2B | THREAD PLUG GAUGE GO NOGO | 69 | 86 | NA | NO | NO
GSG | 9/16-18 UNF-2A | THREAD RING GAUGE NOGO | 69 | 86 | NA | NO | NO
GSG | 9/16-18 UNF-2B | THREAD PLUG GAUGE GO NOGO | 69 | 86 | NA | NO | NO
GSG | M10x1.5-6H | THREAD PLUG GAUGE GO NOGO | 69 | 86 | NA | NO | NO
GSG | M16X2.0-6G | THREAD RING GAUGE GO NOGO | 69 | 86 | NA | NO | NO
GSG | M16x2.0-6H | THREAD PLUG GAUGE GO NOGO | 69 | 86 | NA | NO | NO
GSG | M2x0.4-6H | THREAD PLUG GAUGE GO NOGO | 69 | 86 | NA | NO | NO
GSG | M3.5x0.6-6H | THREAD PLUG GAUGE GO NOGO | 69 | 86 | NA | NO | NO
GSG | M3x0.5-6H | THREAD PLUG GAUGE GO NOGO | 69 | 86 | NA | NO | NO
GSG | M4x0.7-6g | THREAD RING GAUGE GO NOGO | 69 | 86 | NA | NO | NO
GSG | M4x0.7-6H | THREAD PLUG GAUGE GO NOGO | 69 | 86 | NA | NO | NO
GSG | M5x0.8-6g | THREAD RING GAUGE GO NOGO | 69 | 86 | NA | NO | NO
GSG | M5x0.8-6H | THREAD PLUG GAUGE GO NOGO | 69 | 86 | NA | NO | NO
GSG | M6.75-L1.0-P0.5-6g | THREAD SET PLUG GAUGE GO NOGO | 69 | 86 | NA | NO | NO
GSG | M6.75-L1.0P0.5-7g | THREAD SET PLUG GAUGE GO NOGO | 69 | 86 | NA | NO | NO
GSG | M6.75-L1.0-P0.5-7G | THREAD PLUG GAUGE GO NOGO | 69 | 86 | NA | NO | NO
GSG | M6.75x1.0-P0.5-6g | THREAD RING GAUGE GO | 69 | 86 | NA | NO | NO
GSG | M6.75xL1.0 P0.5-6H | THREAD PLUG GAUGE GO NOGO | 69 | 86 | NA | NO | NO
GSG | M6X0.5-6H | THREAD RING GAUGE GO NOGO | 69 | 86 | NA | NO | NO
GSG | M6x1.0-6g | THREAD SET PLUG GAUGE GO NOGO | 69 | 86 | NA | NO | NO
GSG | M6x1.0-6H | THREAD PLUG GAUGE GO NOGO | 69 | 86 | NA | NO | NO
GSG | M7x1.0-6H | THREAD PLUG GAUGE GO NOGO | 69 | 86 | NA | NO | NO
GSG | M8x1.0-6H | THREAD PLUG GAUGE GO NOGO | 69 | 86 | NA | NO | NO
GSG | Mx6.75xL1.0P0.5-6H | THREAD PLUG GAUGE GO NOGO | 69 | 86 | NA | NO | NO
GSG | VC-1E | CALIPER MASTER | 242 | 303 | NA | NO | NO
GTD | 1 1/2-11 1/2 NPT | THREAD RING GAUGE | 69 | 86 | NA | NO | NO
GTD | 1/2-13 UNC-2A | THREAD RING GAUGE GO NOGO | 69 | 86 | NA | NO | NO
GTD | 1/2-20 UNF-2A | THREAD RING GAUGE GO NOGO | 69 | 86 | NA | NO | NO
GTD | 1/4-20 UNC-2A | THREAD RING GAUGE NOGO | 69 | 86 | NA | NO | NO
GTD | 1/4-28 UNF-2A | THREAD RING GAUGE GO | 69 | 86 | NA | NO | NO
GTD | 1/4-28 UNF-2B | THREAD PLUG GAUGE GO NOGO | 69 | 86 | NA | NO | NO
GTD | 10-24 UNC-2A | THREAD RING GAUGE GO | 69 | 86 | NA | NO | NO
GTD | 10-32 UNF-2A | THREAD RING GAUGE GO NOGO | 69 | 86 | NA | NO | NO
GTD | 2-56 UNC-2A | THREAD RING GAUGE GO NOGO | 69 | 86 | NA | NO | NO
GTD | 2-64 UNF-2A | THREAD RING GAUGE GO NOGO | 69 | 86 | NA | NO | NO
GTD | 3/4-10 UNC-2A | THREAD RING GAUGE GO | 69 | 86 | NA | NO | NO
GTD | 3/4-16 UNF-2A | THREAD RING GAUGE NOGO | 69 | 86 | NA | NO | NO
GTD | 3/8-16 NC | THREAD PLUG GAUGE GO | 69 | 86 | NA | NO | NO
GTD | 3/8-16 UNC-2A | THREAD RING GAUGE GO NOGO | 69 | 86 | NA | NO | NO
GTD | 3/8-32 UNEF-2A | THREAD RING GAUGE GO | 69 | 86 | NA | NO | NO
GTD | 4-40 UNC-2A | THREAD RING GAUGE GO | 69 | 86 | NA | NO | NO
GTD | 5/16-18 UNC-2A | THREAD RING GAUGE GO | 69 | 86 | NA | NO | NO
GTD | 5/16-24 UNF-2A | THREAD RING GAUGE NOGO | 69 | 86 | NA | NO | NO
GTD | 5/16-32 UNEF-2A | THREAD RING GAUGE GO | 69 | 86 | NA | NO | NO
GTD | 5/8-11 UNC-2A | THREAD RING GAUGE GO | 69 | 86 | NA | NO | NO
GTD | 5-44 UNF-2A | THREAD RING GAUGE GO NOGO | 69 | 86 | NA | NO | NO
GTD | 6-32 UNC-2A | THREAD RING GAUGE GO NOGO | 69 | 86 | NA | NO | NO
GTD | 7/8-14 UNF-2A | THREAD RING GAUGE GO | 69 | 86 | NA | NO | NO
GTD | 8-32 UNC-2A | THREAD RING GAUGE NOGO | 69 | 86 | NA | NO | NO
GTD | 8-32 UNJC-3A | THREAD RING GAUGE GO | 69 | 86 | NA | NO | NO
GTD | 8-36 UNF-2A | THREAD RING GAUGE GO | 69 | 86 | NA | NO | NO
GTD | 9/16-18 UNF-2A | THREAD RING GAUGE GO NOGO | 69 | 86 | NA | NO | NO
GTD | 9/16-20 UN-3B | THREAD PLUG GAUGE GO NOGO | 69 | 86 | NA | NO | NO
GTD | M2.5x0.45-6g | THREAD RING GAUGE GO | 69 | 86 | NA | NO | NO
GTD | M3x0.5-6g | THREAD RING GAUGE GO | 69 | 86 | NA | NO | NO
GTD | M4x0.7-6g | THREAD RING GAUGE GO | 69 | 86 | NA | NO | NO
GTD | M6X1.0-6G | THREAD RING GAUGE NOGO | 69 | 86 | NA | NO | NO
GUANGLU | 0-50MM | INDICATOR DIGITAL | 69 | 86 | NA | NO | NO
GUARDIAN | SRM-232-10 | SHEET RESISTIVITY METER W 4 POINT PROBE | 210 | 263 | NA | NO | NO
GUARDIAN | SRM-232-100 | SHEET RESISTIVITY METER W 4 POINT PROBE | 210 | 263 | NA | NO | NO
GUARDIAN | SRM-232-1000 | SHEET RESISTIVITY METER W 4 POINT PROBE | 210 | 263 | NA | NO | NO
GUARDIAN | SRM-232-2000 | SHEET RESISTIVITY METER W 4 POINT PROBE | 210 | 263 | NA | NO | NO
GUARDIAN | SRM-CAL-100 | SRM-CAL CALIBRATION FIXTURE | 336 | 420 | NA | NO | NO | DATA ONLY
GUILDLINE | 5210 | CALIBRATOR TEMPERATURE THERMOCOUPLE | 420 | 525 | 567 | YES | NO
GW INSTEK | APS-1102 | AC ARBITRARY POWER SOURCE | 294 | 368 | 397 | YES | NO
GW INSTEK | APS-1102A | AC ARBITRARY POWER SOURCE | 294 | 368 | 397 | YES | NO
GW INSTEK | APS-7100 | AC ARBITRARY POWER SOURCE | 504 | 630 | 680 | YES | NO
GW INSTEK | APS-7100E | AC ARBITRARY POWER SOURCE | 504 | 630 | 680 | YES | NO
GW INSTEK | APS-9102 | AC POWER SOURCE | 294 | 368 | 397 | YES | NO
GW INSTEK | GCP-100 | CURRENT CLAMP 100 AMP | 126 | 158 | 170 | YES | NO
GW INSTEK | GCT-9040 | GROUND BOND TESTER | 294 | 368 | 397 | YES | NO
GW INSTEK | GDM-8245 | DMM BENCHTOP | 168 | 210 | 227 | YES | NO
GW INSTEK | GDM-8341 | DMM BENCHTOP | 168 | 210 | 227 | YES | NO
GW INSTEK | GDM-8342 | DMM BENCHTOP | 168 | 210 | 227 | YES | NO
GW INSTEK | GDS-1072A-U | OSCILLOSCOPE PORTABLE | 252 | 315 | 340 | YES | NO | 0.07 GHZ
GW INSTEK | GDS-1102A-U | OSCILLOSCOPE PORTABLE | 252 | 315 | 340 | YES | NO | 0.10 GHZ
GW INSTEK | GDS-1152A-U | OSCILLOSCOPE PORTABLE | 252 | 315 | 340 | YES | NO | 0.15 GHZ
GW INSTEK | GDS-2102 | OSCILLOSCOPE PORTABLE | 252 | 315 | 340 | YES | NO | 0.10 GHZ
GW INSTEK | GDS-3252 | OSCILLOSCOPE PORTABLE | 252 | 315 | 340 | YES | NO | 0.25 GHZ
GW INSTEK | GDS-820C | OSCILLOSCOPE PORTABLE | 252 | 315 | 340 | YES | NO | 0.15 GHZ
GW INSTEK | GDS-840C | OSCILLOSCOPE PORTABLE | 252 | 315 | 340 | YES | NO | 0.20 GHZ
GW INSTEK | GFG-3015 | FUNCTION GENERATOR | 210 | 263 | NA | NO | NO
GW INSTEK | GHT-205 | HV PROBE | 168 | 210 | 227 | YES | NO
GW INSTEK | GOM-801H | MILLI-OHM METER | 210 | 263 | 284 | YES | NO
GW INSTEK | GOM-802 | RESISTANCE MILLIOHM METER | 210 | 263 | 284 | YES | NO
GW INSTEK | GOS-6103 | OSCILLOSCOPE BENCHTOP | 252 | 315 | 340 | YES | NO | 0.10 GHZ
GW INSTEK | GOS-6103C | OSCILLOSCOPE BENCHTOP | 252 | 315 | 340 | YES | NO | 0.10 GHZ
GW INSTEK | GOS-6112 | OSCILLOSCOPE BENCHTOP | 252 | 315 | 340 | YES | NO | 0.10 GHZ
GW INSTEK | GOS-620 | OSCILLOSCOPE BENCHTOP | 252 | 315 | 340 | YES | NO | 0.02 GHZ
GW INSTEK | GOS-620C | OSCILLOSCOPE BENCHTOP | 252 | 315 | 340 | YES | NO | 0.02 GHZ
GW INSTEK | GOS-622G | OSCILLOSCOPE BENCHTOP | 252 | 315 | 340 | YES | NO | 0.02 GHZ
GW INSTEK | GOS-653G | OSCILLOSCOPE BENCHTOP | 252 | 315 | 340 | YES | NO | 0.05 GHZ
GW INSTEK | GPC-3030D | DC POWER SUPPLY | 168 | 210 | 227 | YES | NO
GW INSTEK | GPD-2303S | DC POWER SUPPLY | 168 | 210 | 227 | YES | NO
GW INSTEK | GPD-3303D | DC POWER SUPPLY | 168 | 210 | 227 | YES | NO
GW INSTEK | GPD-4303S | DC POWER SUPPLY | 168 | 210 | 227 | YES | NO
GW INSTEK | GPE-1326 | DC POWER SUPPLY | 168 | 210 | 227 | YES | NO
GW INSTEK | GPI-826 | INSULATION TESTER | 252 | 315 | 340 | YES | NO
GW INSTEK | GPM-8212 | AC POWER ANALYZER | 294 | 368 | 397 | YES | NO
GW INSTEK | GPR-1810HD | DC POWER SUPPLY | 168 | 210 | 227 | YES | NO
GW INSTEK | GPR-3060D | DC POWER SUPPLY | 168 | 210 | 227 | YES | NO
GW INSTEK | GPR-30H10D | DC POWER SUPPLY | 168 | 210 | 227 | YES | NO
GW INSTEK | GPS-18500 | DC POWER SUPPLY | 168 | 210 | 227 | YES | NO
GW INSTEK | GPS-1850D | DC POWER SUPPLY | 168 | 210 | 227 | YES | NO
GW INSTEK | GPS-2303 | DC POWER SUPPLY | 168 | 210 | 227 | YES | NO
GW INSTEK | GPS-3030 | DUAL TRACKING DC POWER SUPPLY | 168 | 210 | 227 | YES | NO
GW INSTEK | GPS-3030D | DC POWER SUPPLY | 168 | 210 | 227 | YES | NO
GW INSTEK | GPS-3030DD | DC POWER SUPPLY | 168 | 210 | 227 | YES | NO
GW INSTEK | GPS-3303 | DC POWER SUPPLY | 168 | 210 | 227 | YES | NO
GW INSTEK | GPS-4303 | DC POWER SUPPLY | 168 | 210 | 227 | YES | NO
GW INSTEK | GPT-805 | HIPOT TESTER | 252 | 315 | 340 | YES | NO
GW INSTEK | GPT-815 | HIPOT TESTER | 252 | 315 | 340 | YES | NO
GW INSTEK | GPT-9602 | AC/DC VOLTAGE TESTER | 252 | 315 | 340 | YES | NO
GW INSTEK | GPT-9603 | AC/DC WITHSTAND TESTER | 252 | 315 | 340 | YES | NO
GW INSTEK | GPT-9801 | HIPOT TESTER | 252 | 315 | 340 | YES | NO
GW INSTEK | GPT-9802 | AC/DC WITHSTANDING VOLTAGE TESTER | 252 | 315 | 340 | YES | NO
GW INSTEK | GPT-9803 | HIPOT TESTER | 252 | 315 | 340 | YES | NO
GW INSTEK | GPT-9804 | HIPOT TESTER | 252 | 315 | 340 | YES | NO
GW INSTEK | GPT-9902A | AC/DC WITHSTANDING VOLTAGE TESTER | 252 | 315 | 340 | YES | NO
GW INSTEK | GRS-6032A | OSCILLOSCOPE BENCHTOP | 252 | 315 | 340 | YES | NO | 0.03 GHZ
GW INSTEK | GRS-6052A | OSCILLOSCOPE BENCHTOP | 252 | 315 | 340 | YES | NO | 0.05 GHZ
GW INSTEK | LCR-6002 | PRECISION LCR METER | 252 | 315 | NA | NO | NO
GW INSTEK | LCR-8101G | LCR METER | 252 | 315 | NA | NO | NO
GW INSTEK | LCR-816 | LCR METER | 252 | 315 | NA | NO | NO
GW INSTEK | LCR-819 | LCR METER | 252 | 315 | NA | NO | NO | Same as ISO-TECH brand
GW INSTEK | LCR-821 | LCR METER | 252 | 315 | NA | NO | NO
GW INSTEK | PSM-2010 | DC POWER SUPPLY | 168 | 210 | 227 | YES | NO
GW INSTEK | PSM-6003 | DC POWER SUPPLY | 168 | 210 | 227 | YES | NO
GW INSTEK | PSP-2010 | PROGRAMMABLE POWER SUPPLY | 168 | 210 | 227 | YES | NO
GW INSTEK | PSP-603 | DC POWER SUPPLY | 168 | 210 | 227 | YES | NO
GW INSTEK | PST-3201 | DC POWER SUPPLY | 168 | 210 | 227 | YES | NO
GW INSTEK | PST-3202 | PROGRAMMABLE POWER SUPPY | 168 | 210 | 227 | YES | NO
GW INSTEK | PSW 160-14.4 | DC POWER SUPPLY | 252 | 315 | 340 | YES | NO
GW INSTEK | PSW 160-21.6 | DC POWER SUPPLY | 252 | 315 | 340 | YES | NO
GW INSTEK | PSW 160-7.2 | DC POWER SUPPLY | 252 | 315 | 340 | YES | NO
GW INSTEK | PSW 250-13.5 | DC POWER SUPPLY | 252 | 315 | 340 | YES | NO
GW INSTEK | PSW 250-4.5 | DC POWER SUPPLY | 252 | 315 | 340 | YES | NO
GW INSTEK | PSW 250-9 | DC POWER SUPPLY | 252 | 315 | 340 | YES | NO
GW INSTEK | PSW 30-108 | DC POWER SUPPLY | 252 | 315 | 340 | YES | NO
GW INSTEK | PSW 30-36 | DC POWER SUPPLY | 168 | 210 | 227 | YES | NO
GW INSTEK | PSW 30-72 | DC POWER SUPPLY | 252 | 315 | 340 | YES | NO
GW INSTEK | PSW 800-1.44 | DC POWER SUPPLY | 252 | 315 | 340 | YES | NO
GW INSTEK | PSW 800-2.88 | DC POWER SUPPLY | 252 | 315 | 340 | YES | NO
GW INSTEK | PSW 800-4.32 | DC POWER SUPPLY | 252 | 315 | 340 | YES | NO
GW INSTEK | PSW 80-13.5 | DC POWER SUPPLY | 168 | 210 | 227 | YES | NO
GW INSTEK | PSW 80-27 | DC POWER SUPPLY | 168 | 210 | 227 | YES | NO
GW INSTEK | PSW 80-40.5 | DC POWER SUPPLY | 168 | 210 | 227 | YES | NO
GW INSTEK | SFG-2110 | FUNCTION GENERATOR | 210 | 263 | NA | NO | NO
GW INSTEK | SPS-1820 | POWER SUPPLY | 168 | 210 | 227 | YES | NO
GW INSTEK | SPS-3610 | DC POWER SUPPLY | 168 | 210 | 227 | YES | NO
GW INSTEK | SPS-606 | DC POWER SUPPLY | 168 | 210 | 227 | YES | NO
H&C WEIGHING SYSTEMS | M254A | SCALE ANALYTICAL BALANCE | 207 | 259 | 279 | YES | NO | 250 g
H&C WEIGHING SYSTEMS | S2202 | SCALE | 124 | 155 | NA | NO | NO | 2200 g
H&H | IP | CALIPER | 69 | 86 | 93 | YES | NO | 6 INCH
H&HiP | 6" | CALIPER | 69 | 86 | 93 | YES | NO | 6 INCH
H.F.WILSON ENGINEERING | W61150 | TORQUE ANALYZER | 138 | 173 | NA | NO | NO
H.O. TRERICE CO. | 0-200PSI | PRESSURE GAUGE | 69 | 86 | NA | NO | NO | 200 PSI
HAAKE | DL30 | THERMAL IMMERSION CIRCULATOR | 378 | 473 | 510 | YES | NO
HACH | 1690001 | DIGITAL TITRATOR | 138 | 173 | NA | NO | NO
HACH | HHPC 6+ | HANDHELD PARTICLE COUNTER | 504 | 630 | NA | NO | NO
HAEFELY | PEFT 4010 | RF SIGNAL GENERATOR SURGE GENERATOR | 588 | 735 | NA | NO | NO
HAEFELY HIPOTRONICS | 705-2AUTO-A | HIPOT TESTER | 252 | 315 | 340 | YES | NO
HAKKO | 192 | SOLDERING IRON TESTER | 168 | 210 | 227 | YES | NO
HAKKO | 230 | SOLDER SYSTEM | 126 | 158 | 170 | YES | NO
HAKKO | 191B | TEMP METER SOLDERING ANALYZER | 168 | 210 | 227 | YES | NO
HAKKO | 472D | DESOLDERING STATION | 126 | 158 | NA | NO | NO
HAKKO | 936-12 | TEMP METER SOLDERING STATION | 126 | 158 | 170 | YES | NO
HAKKO | FG-100 | TEMP METER THERMOCOUPLE | 168 | 210 | 227 | YES | NO
HAKKO | FG100-02 | FG-100 TIP THERMOMETER | 168 | 210 | 227 | YES | NO
HAKKO | FG-100-02 | TEMP METER THERMOCOUPLE | 168 | 210 | 227 | YES | NO
HAKKO | FG-100B | THERMOCOUPLE | 168 | 210 | 227 | YES | NO
HAKKO | FG100B-03 | THERMOCOUPLE | 168 | 210 | 227 | YES | NO
HAKKO | FG-101 | TEMP METER SOLDERING TESTER | 168 | 210 | 227 | YES | NO
HAKKO | FR 802 | SOLDER STATION | 126 | 158 | 170 | YES | NO
HAKKO | FX-301B | DIGITAL SOLDER POT | 168 | 210 | 227 | YES | NO
HAKKO | FX-888D | SOLDER STATION | 126 | 158 | 170 | YES | NO
HALCYON | 704A-430 | UNIVERSAL DATA TEST SET | 546 | 683 | NA | NO | NO | Cal'd to Tescom Specs Only
HALCYON | 704A-PKG2 | UNIVERSAL DATA TEST SET | 546 | 683 | NA | NO | NO | Cal'd to Tescom Specs Only
HALCYON | 704A-PKG2/NV | UNIVERSAL DATA TEST SET | 546 | 683 | NA | NO | NO | Cal'd to Tescom Specs Only
HALCYON | 704A-PKG3 | UNIVERSAL DATA TEST SET | 546 | 683 | NA | NO | NO | Cal'd to Tescom Specs Only
HALDA | 5-50 | GRAM GAUGE | 138 | 173 | NA | NO | NO
HALDA | GD-15 | GRAM GAUGE | 138 | 173 | NA | NO | NO
HALDA | HALDA AB | GRAM GAUGE | 138 | 173 | NA | NO | NO
HALLCROSS | 8285 | RESISTANCE DECADE BOX | 210 | 263 | 284 | YES | NO
HAMILTON | CAL81601 | CALIBRATED SYRINGE | 138 | 173 | NA | NO | NO
HAMNER ELECTRONICS CO. | NV-13 | DC POWER SUPPLY | 168 | 210 | 227 | YES | NO
HAMPDEN | MVO-1-PB | GROUND INTEGRITY TESTER | 210 | 263 | 284 | YES | NO
HANHART | MEGAMINUTE | TIMER STOPWATCH | 126 | 158 | NA | NO | NO
HANNA INSTRUMENTS | CHECKER | PH METER | 117 | 146 | NA | NO | NO
HANNA INSTRUMENTS | HI2202-01 | PH METER | 117 | 146 | NA | NO | NO
HANNA INSTRUMENTS | HI8314 | PH CONDUCTIVITY METER | 138 | 173 | NA | NO | NO
HANNA INSTRUMENTS | HI8424 | PH METER | 117 | 146 | NA | NO | NO
HANNA INSTRUMENTS | HI8915 | PH METER | 117 | 146 | NA | NO | NO
HANNA INSTRUMENTS | HI9033 | CONDUCTIVITY METER | 138 | 173 | NA | NO | NO
HANNA INSTRUMENTS | HI9125 | PH/TEMP METER | 117 | 146 | NA | NO | NO
HANNA INSTRUMENTS | HI9126 | PH METER | 117 | 146 | NA | NO | NO
HANNA INSTRUMENTS | HI98103 | PH METER | 117 | 146 | NA | NO | NO
HANNA INSTRUMENTS | HI98128 | PH METER | 117 | 146 | NA | NO | NO
HANNA INSTRUMENTS | PHP | PH METER | 117 | 146 | NA | NO | NO
HANSON | 40 | SCALE | 124 | 155 | NA | NO | NO | 25 LB
HANSON | 8930 | SCALE LARGE | 207 | 259 | NA | NO | NO | 300 LB - In Lab Only
HANSON | MODEL 40 | SCALE | 124 | 155 | NA | NO | NO | 25 LB
HANTEK | DSO1060 | OSCILLOSCOPE | 252 | 315 | 340 | YES | NO | 0.06 GHZ
HANTEK | DSO1200 | HANDHELD OSCILLOSCOPE | 252 | 315 | 340 | YES | NO | 0.20 GHZ
HANTEK | DSO5072P | OSCILLOSCOPE | 252 | 315 | 340 | YES | NO | 0.07 GHZ
HANTEK | DSO5202P | OSCILLOSCOPE 200 MHZ | 252 | 315 | 340 | YES | NO | 0.20 GHZ
HANTEK | DSO8060 | OSCILLOSCOPE DMM AFG | 462 | 578 | 624 | YES | NO | 0.06 GHZ - AFG Not Accredited
HARRINGTON | 1367 | 3 TON CHAIN HOIST | 173 | 216 | NA | NO | NO
HARRINGTON | 2146 | 2 TON CHAIN HOIST | 173 | 216 | NA | NO | NO
HARRINGTON | 1 1/2 TON | CHAIN HOIST | 173 | 216 | NA | NO | NO
HARRINGTON | 3 TONS | HOIST, CHAIN | 173 | 216 | NA | NO | NO
HARRINGTON | 6 TON | HOIST, CHAIN | 173 | 216 | NA | NO | NO
HARRINGTON | L5A-2085 | CHAIN HOIST | 173 | 216 | NA | NO | NO
HARRINGTON | LB060B | HOIST, CHAIN | 173 | 216 | NA | NO | NO
HARRIS | 425-200-346 | PRESSURE GAUGE | 69 | 86 | NA | NO | NO
HARRIS | 425-200-540 | PRESSURE GAUGE | 69 | 86 | NA | NO | NO
HARRIS | 425-200-580 | PRESSURE GAUGE | 69 | 86 | NA | NO | NO
HARRIS | 425-xxx-xxx | PRESSURE GAUGE | 69 | 86 | NA | NO | NO | Any of the Regulators w 2 Gauges
HARRIS INSTRUMENTS | 5012-06XR | DIGITAL OHMMETER | 210 | 263 | 284 | YES | NO
HARRIS INSTRUMENTS | 5060-05A | RESISTANCE TESTER | 210 | 263 | 284 | YES | NO
HARRIS INSTRUMENTS | 5060-06XR | MILLIOHMETER | 210 | 263 | 284 | YES | NO
HASH | 01-102 | TEMP CONTROLLER HEAT STAMP MACHINE | 126 | 158 | 170 | YES | NO
HAST | 600R | OVEN | 378 | 473 | 510 | YES | NO | Accredited Up to +400oC
HASTINGS | 6702 | AC VOLTAGE DETECTOR HV HOT STICK | 126 | NA | NA | NO | NO | LVL4 Unless Tested to >=75% of Range
HASTINGS | 6706 | AC VOLTAGE DETECTOR HV HOT STICK | 126 | NA | NA | NO | NO | LVL4 Unless Tested to >=75% of Range
HASTINGS | HV-208 | AC VOLTAGE DETECTOR HV HOT STICK | 126 | NA | NA | NO | NO | LVL4 Unless Tested to >=75% of Range
HATHAWAY | DHT740 | PROCESS CALIBRATOR MULTI-FUNCTION | 336 | 420 | 454 | YES | NO
HAUG | VC-10 | VACUUM CONTROLLER | 69 | 86 | NA | NO | NO
HAWK | TM10240 | RULER METAL | 69 | 86 | NA | NO | NO | 24 INCH
HAZET | 6282-1CT | TORQUE WRENCH | 69 | 86 | 93 | YES | NO | Check Range. Accredited ONLY Up to 250 FtLbs
HAZET | 6291-1CT | TORQUE WRENCH | 69 | 86 | 93 | YES | NO | Check Range. Accredited ONLY Up to 250 FtLbs
HAZET | 6293-1CT | TORQUE WRENCH | 69 | 86 | 93 | YES | NO | Check Range. Accredited ONLY Up to 250 FtLbs
H-B INSTRUMENTS | VARIOUS | LIQUID IN GLASS THERMOMETER PARTIAL IMMERSION | 168 | 210 | 227 | YES | NO | Only Accept -15C to +90C Range
H-B INSTRUMENTS | VARIOUS | LIQUID IN GLASS THERMOMETER TOTAL IMMERSION | 0 | 0 | NA | NO | NO | DO NOT ACCEPT TOTAL IMMERSION
HBS EQUIPMENT | M15012 | DC POWER SUPPLY | 168 | 210 | 227 | YES | NO
HD ELECTRIC | DDVM-40 | DOUBLE VISION VOLTMETER/PHASER | 0 | 0 | NA | NO | NO | Per OEM - No Calibration Required
HD ELECTRIC | DVM-80UVM | AC VOLTAGE DETECTOR HV HOT STICK | 126 | NA | NA | NO | NO | LVL4 Unless Tested to >=75% of Range
HD ELECTRIC | MARK - II | AC VOLTAGE DETECTOR HV HOT STICK | 126 | NA | NA | NO | NO | LVL4 Unless Tested to >=75% of Range
HD ELECTRIC | PT-5000B | HIPOT TESTER HANDHELD | 252 | 315 | 340 | YES | NO | 5 KV
HD ELECTRIC | TILT II | TRANSFORMER TESTER | 168 | 210 | NA | NO | NO
HDT | 1" | INDICATOR DIAL | 69 | 86 | NA | NO | NO | 1 INCH
HEADWAY | 1-EC101DT-R7 | SPINNER TABLE | 168 | 210 | NA | NO | NO
HEALTHOMETER | 592 KL | SCALE LARGE | 207 | 259 | NA | NO | NO | 400 LB - In Lab Only
HEATCON COMPOSITE SYSTEMS | HCS2047 | HEAT BLANKET TESTER | 242 | 303 | NA | NO | NO
HEATCON COMPOSITE SYSTEMS | HCS9000B | HEATCON | 242 | 303 | NA | NO | NO
HEATCON COMPOSITE SYSTEMS | HCS9000B-AV | HEATCON | 242 | 303 | NA | NO | NO
HEATCON COMPOSITE SYSTEMS | HCS9200 | REPAIR CONSOLE | 414 | 518 | NA | NO | NO | Do NOT use this price for VT Aerospace
HEATH COMPANY | DR-1 | RESISTANCE DECADE BOX | 210 | 263 | 284 | YES | NO
HEATH CONSULTANTS | 77R91-1004 | CHART RECORDER | 173 | 216 | NA | NO | NO
HEATHKIT | IG-4244 | OSCILLOSCOPE CALIBRATOR | 252 | 315 | 340 | YES | NO
HEATHKIT | IM-4100 | FREQ COUNTER | 210 | 263 | NA | NO | NO
HEIDENHAIN | MT12B | INDICATOR DIGITAL | 69 | 86 | NA | NO | NO
HEIDENHAIN | MT25P | INDICATOR DIGITAL | 69 | 86 | NA | NO | NO
HEISE | HQS-1 | PRESSURE MODULE | 276 | 345 | NA | NO | NO
HEISE | HQS-2 | PRESSURE MODULE | 276 | 345 | NA | NO | NO
HEISE | PTE-2 | Handheld Calibrator | 210 | 263 | 284 | YES | NO
HELECT | UNKNOWN | INFRARED THERMOMETER | 168 | 210 | NA | NO | NO
HELICOID | 0-5000 PSI | PRESSURE GAUGE | 69 | 86 | NA | NO | NO | 5000 PSI
HELI-COIL | 10-32 UNF-2B STI | THREAD PLUG GAUGE GO NOGO | 69 | 86 | NA | NO | NO
HELI-COIL | 2-56 UNC-2B STI | THREAD PLUG GAUGE GO NOGO | 69 | 86 | NA | NO | NO
HELIX | 12" STEEL RULER | RULER STEEL | 69 | 86 | NA | NO | NO | 12 INCH
HELLER | 1500 EXL | OVEN | 378 | 473 | 510 | YES | NO | Accredited Up to +400oC
HELLER | 1500SX | OVEN REFLOW | 378 | 473 | 510 | YES | NO | Accredited Up to +400oC
HELLER | 1809MK111 | OVEN | 378 | 473 | 510 | YES | NO | Accredited Up to +400oC
HELLER | 1809MKIII | OVEN | 378 | 473 | 510 | YES | NO | Accredited Up to +400oC
HELOS | 25-50mm | MICROMETER I.D. | 69 | 86 | NA | NO | NO
HEMCO | 1 3/16-20 UN-2B | THREAD PLUG GAUGE GO NOGO | 69 | 86 | NA | NO | NO
HEMCO | 1 5/8-12 UN-2B | THREAD PLUG GAUGE GO NOGO | 69 | 86 | NA | NO | NO
HEMCO | 1 7/8-12 UN-2B | THREAD PLUG GAUGE GO NOGO | 69 | 86 | NA | NO | NO
HEMCO | 1/4-20 UNC-2B | THREAD PLUG GAUGE GO NOGO | 69 | 86 | NA | NO | NO
HEMCO | 10-48 UNS-2A | THREAD RING GAUGE GO | 69 | 86 | NA | NO | NO
HEMCO | 11/16-20 UN-2B | THREAD PLUG GAUGE GO NOGO | 69 | 86 | NA | NO | NO
HEMCO | 1-11 1/2 NPT L1 | THREAD RING GAUGE | 69 | 86 | NA | NO | NO
HEMCO | 13/16-16 UN-2A | THREAD RING GAUGE GO | 69 | 86 | NA | NO | NO
HEMCO | 2 1/4-16 UN-2B | THREAD PLUG GAUGE GO NOGO | 69 | 86 | NA | NO | NO
HEMCO | 2 3/4-12 UN-2B | THREAD PLUG GAUGE GO NOGO | 69 | 86 | NA | NO | NO
HEMCO | 2-12 UN-2B | THREAD PLUG GAUGE GO NOGO | 69 | 86 | NA | NO | NO
HEMCO | 3 5/8-12 UN-2A | THREAD RING GAUGE GO NOGO | 69 | 86 | NA | NO | NO
HEMCO | 3 5/8-12 UN-2B | THREAD PLUG GAUGE NOGO | 69 | 86 | NA | NO | NO
HEMCO | 5/16-18 UNC-3A | THREAD RING GAUGE NOGO | 69 | 86 | NA | NO | NO
HEMCO | 5/16-20 BUTT-2A | THREAD SET PLUG GAUGE GO NOGO | 69 | 86 | NA | NO | NO
HEMCO | 5/8-11 UNC-2B | THREAD PLUG GAUGE GO NOGO | 69 | 86 | NA | NO | NO
HEMCO | 5/8-8 STUB ACME-2G LH | THREAD PLUG GAUGE GO NOGO | 69 | 86 | NA | NO | NO
HEMCO | M4x0.7-6g BUTTRESS | THREAD RING GAUGE GO | 69 | 86 | NA | NO | NO
HEME | PR 20 | CLAMP METER | 126 | 158 | 170 | YES | NO
HEMPE | 4" | CALIPER | 69 | 86 | 93 | YES | NO | 4 INCH
HERMAN H STICHT | 818 | MEGOHMMETER | 168 | 210 | 227 | YES | NO
HEXAGON | RA-7530 | ABSOLUTE ARM | 380 | 475 | NA | NO | NO
HIGH TECH DESIGN SYSTEMS | VARIOUS | TRANSFORMER BREAKOUT BOX | 126 | 158 | NA | NO | NO
HIGH VOLTAGE | PFT-303CM | HIGH VOLTAGE TEST SET | 252 | 315 | 340 | YES | NO
HIGH VOLTAGE | PFT-503CM | HIPOT TESTER | 252 | 315 | 340 | YES | NO
HIGH VOLTAGE | PTS-75 | HIPOT TESTER | 252 | 315 | 340 | YES | NO | 75 KV (ACCRED TO 60KVDC/42AC)
HIGH VOLTAGE | VLF-34E | VLF HI-POT TESTER | 378 | 473 | 510 | YES | NO
HILGER & WATTS | TB107 | INCLINOMETER | 152 | 190 | NA | NO | NO
HILGER & WATTS | TB108 | INCLINOMETER | 152 | 190 | NA | NO | NO
HIOKI | 3153 | INSULATION TESTER | 252 | 315 | 340 | YES | NO
HIOKI | 3284 | CLAMP METER | 126 | 158 | 170 | YES | NO
HIOKI | 3540 | HITESTER | 210 | 263 | 284 | YES | NO
HIOKI | 3560 | HIPOT TESTER | 252 | 315 | 340 | YES | NO
HIOKI | 3129-10 | PHASE DETECTOR | 168 | NA | NA | NO | NO | LEVEL 4 ONLY
HIOKI | 3280-10 | CLAMP METER | 126 | 158 | 170 | YES | NO
HIOKI | 3504-10 | CAPACITANCE TESTER | 168 | 210 | NA | NO | NO
HIOKI | 3504-10C | CAPACITANCE TESTER | 168 | 210 | NA | NO | NO
HIOKI | BT3554-50 | BATTERY TESTER | 252 | 315 | 340 | YES | NO
HIOKI | BT3562 | BATTERY HI TESTER | 252 | 315 | 340 | YES | NO
HIOKI | DT4252 | TRUE RMS DIGITAL MULTIMETER | 126 | 158 | 170 | YES | NO
HIOKI | FT3406 | TACHO HITESTER | 168 | 210 | 227 | YES | NO | MU RPM using Time Mk on 5520A
HIOKI | IR4057 | INSULATION TESTER | 252 | 315 | 340 | YES | NO
HIOKI | PD3259 | DIGITAL PHASE DETECTOR | 168 | 210 | 227 | YES | NO
HIOKI | PW3335 | POWER METER | 420 | 525 | NA | NO | NO
HIOKI | RM3544 | RESISTANCE METER | 210 | 263 | 284 | YES | NO
HIOKI | RM3545-01 | RESISTANCE METER | 210 | 263 | 284 | YES | NO
HIOKI | RM3548 | RESISTANCE METER | 210 | 263 | 284 | YES | NO
HIOKI | SS7012 | DC SIGNAL SOURCE | 336 | 420 | 454 | YES | NO
HIOS | 5000 | TORQUE DRIVER | 69 | 86 | 93 | YES | NO | Check Range. Accredited ONLY Up to 250 FtLbs
HIOS | A5000 | TORQUE DRIVER | 69 | 86 | 93 | YES | NO | Check Range. Accredited ONLY Up to 250 FtLbs
HIOS | A-6500 | TORQUE | 69 | 86 | 93 | YES | NO | Check Range. Accredited ONLY Up to 250 FtLbs
HIOS | BL-3000 | TORQUE DRIVER | 69 | 86 | 93 | YES | NO | Check Range. Accredited ONLY Up to 250 FtLbs
HIOS | CL-4000 | TORQUE DRIVER | 69 | 86 | 93 | YES | NO | Check Range. Accredited ONLY Up to 250 FtLbs
HIOS | CL-6000 | TORQUE DRIVER | 69 | 86 | 93 | YES | NO | Check Range. Accredited ONLY Up to 250 FtLbs
HIOS | CL-6500 | TORQUE DRIVER | 69 | 86 | 93 | YES | NO | Check Range. Accredited ONLY Up to 250 FtLbs
HIOS | CL-7000 | TORQUE DRIVER | 69 | 86 | 93 | YES | NO | Check Range. Accredited ONLY Up to 250 FtLbs
HIOS | CL-7000P | TORQUE | 69 | 86 | 93 | YES | NO | Check Range. Accredited ONLY Up to 250 FtLbs
HIOS | HP-10 | TORQUE METER | 69 | 86 | 93 | YES | NO
HIOS | HP-100 | TORQUE METER | 69 | 86 | 93 | YES | NO | Check Range. Accredited ONLY Up to 250 FtLbs
HIOS | VZ-1820PS | TORQUE DRIVER | 69 | 86 | 93 | YES | NO | Check Range. Accredited ONLY Up to 250 FtLbs
HIOS | VZ-3012 | TORQUE | 69 | 86 | 93 | YES | NO | Check Range. Accredited ONLY Up to 250 FtLbs
HIOS | VZ-3012PS | TORQUE DRIVER | 69 | 86 | 93 | YES | NO | Check Range. Accredited ONLY Up to 250 FtLbs
HIOS | VZ-4506 | TORQUE | 69 | 86 | 93 | YES | NO | Check Range. Accredited ONLY Up to 250 FtLbs
HIP | 10-32 UNF-2B | THREAD PLUG GAUGE GO NOGO | 69 | 86 | NA | NO | NO
HIP | 5/16-24 UNF-2B | THREAD PLUG GAUGE GO NOGO | 69 | 86 | NA | NO | NO
HIP | 8-32 UNC-2B | THREAD PLUG GAUGE GO NOGO | 69 | 86 | NA | NO | NO
HIPOTRONICS | 702.5-.5 | HIPOT TESTER | 252 | 315 | 340 | YES | NO
HIPOTRONICS | 705-2-A | HIPOT TESTER | 252 | 315 | 340 | YES | NO
HIPOTRONICS | 720-2 | HIPOT TESTER | 252 | 315 | 340 | YES | NO
HIPOTRONICS | 735-2 | HIPOT TESTER | 252 | 315 | 340 | YES | NO
HIPOTRONICS | 801-1A | DC POWER SUPPLY HIGH VOLTAGE | 294 | 368 | 397 | YES | NO
HIPOTRONICS | 880PL-10MA-A | HIPOT TESTER | 252 | 315 | 340 | YES | NO
HIPOTRONICS | 880PL-A | HIPOT TESTER | 252 | 315 | 340 | YES | NO
HIPOTRONICS | HA3-AT-CT | HIPOT TESTER | 252 | 315 | 340 | YES | NO
HIPOTRONICS | HD100 | HIPOT TESTER | 252 | 315 | 340 | YES | NO
HIPOTRONICS | HD103 | HIPOT TESTER | 252 | 315 | 340 | YES | NO
HIPOTRONICS | HD106 | HIPOT TESTER | 252 | 315 | 340 | YES | NO
HIPOTRONICS | HD140-A | HIPOT TESTER | 252 | 315 | 340 | YES | NO
HIPOTRONICS | HM3A | MEGOHMMETER | 252 | 315 | 340 | YES | NO
HIRAYAMA | HV-50 | AUTOCLAVE | 336 | 420 | NA | NO | NO
HIRAYAMA | PC422R5E | OVEN | 378 | 473 | 510 | YES | NO | Accredited Up to +400oC
HITACHI | V-1050F | OSCILLOSCOPE BENCHTOP | 252 | 315 | 340 | YES | NO | 0.10 GHZ
HITACHI | V-1065A | OSCILLOSCOPE | 252 | 315 | 340 | YES | NO | 0.10 GHZ
HITACHI | V-1100A | OSCILLOSCOPE BENCHTOP | 252 | 315 | 340 | YES | NO | 0.10 GHZ
HITACHI | V-252 | OSCILLOSCOPE BENCHTOP | 252 | 315 | 340 | YES | NO | 0.02 GHZ
HITACHI | VC-6545 | OSCILLOSCOPE BENCHTOP | 252 | 315 | 340 | YES | NO | 0.10 GHZ
HI-TECH TOOL | 3/4-16 UNF-2A | THREAD RING GAUGE GO NOGO | 69 | 86 | NA | NO | NO
HOBART | 41-3132 | SCALE LARGE X | 345 | 431 | NA | NO | NO | 1100 LB - Not Normally Available
HOBO | MX1101 | TEMP/RH DATA LOGGER | 242 | 303 | NA | NO | NO
HOBO | UX100-003 | TEMP/RH LOGGER | 242 | 303 | NA | NO | NO
HOBO | UX100-011 | TEMP/RH LOGGER | 242 | 303 | NA | NO | NO
HOBO | UX100-011A | TEMP/RH LOGGER | 242 | 303 | NA | NO | NO
HOLADAY INSTRUMENTS | VARIOUS | MICROWAVE SURVEY METERS | 0 | 0 | NA | NO | NO | Send all to ETS Lindgren (OEM)
HOLLINGSWORTH | H-7B | CRIMPER | 69 | 86 | NA | NO | NO
HONEYWELL | 16D33 | TEMP CONTROLLER | 126 | 158 | 170 | YES | NO
HONEYWELL | 3124-15K | LOAD CELL 15 KN (3372 LBS) | 345 | 431 | NA | NO | NO | 3372 LB
HONEYWELL | 612X9 | HUMIDITY TEMP CHART RECORDER | 242 | 303 | NA | NO | NO
HONEYWELL | AR11AMS1125 | CHART RECORDER TEMP | 252 | 315 | 340 | YES | NO
HONEYWELL | D3-3K | CHART RECORDER TEMP | 252 | 315 | 340 | YES | NO
HONEYWELL | DC2005 | TEMP CONTROLLER | 126 | 158 | 170 | YES | NO
HONEYWELL | DC2006 | TEMP CONTROLLER | 126 | 158 | 170 | YES | NO
HONEYWELL | DC200C | TEMP CONTROLLER | 126 | 158 | 170 | YES | NO
HONEYWELL | DC200E | TEMP CONTROLLER | 126 | 158 | 170 | YES | NO
HONEYWELL | DC200H | TEMP CONTROLLER | 126 | 158 | 170 | YES | NO
HONEYWELL | DC230B | TEMP CONTROLLER | 126 | 158 | 170 | YES | NO
HONEYWELL | DC230L | TEMP CONTROLLER | 126 | 158 | 170 | YES | NO
HONEYWELL | DC308B | TEMP CONTROLLER | 126 | 158 | 170 | YES | NO
HONEYWELL | DR4200 | CHART RECORDER TEMP | 252 | 315 | 340 | YES | NO
HONEYWELL | DR4200GP1 | CHART RECORDER TEMP | 252 | 315 | 340 | YES | NO
HONEYWELL | DR4200GP2-00-GG00000 | HUMIDITY TEMP CHART RECORDER | 242 | 303 | NA | NO | NO
HONEYWELL | DR4300 | CHART RECORDER TEMP | 252 | 315 | 340 | YES | NO
HONEYWELL | DR4311 | CHART RECORDER | 252 | 315 | 340 | YES | NO
HONEYWELL | DR4500 | CHART RECORDER | 252 | 315 | 340 | YES | NO
HONEYWELL | DR4501 | CHART RECORDER | 252 | 315 | 340 | YES | NO
HONEYWELL | DR45A2 | CHART RECORDER | 252 | 315 | 340 | YES | NO
HONEYWELL | DR45AT | CHART RECORDER | 252 | 315 | 340 | YES | NO
HONEYWELL | EZTREND | TIMER | 126 | 158 | NA | NO | NO
HONEYWELL | EZTREND QXE | CHART RECORDER TEMP | 252 | 315 | 340 | YES | NO
HONEYWELL | GM | STRAIN GAUGE METER | 207 | 259 | NA | NO | NO
HONEYWELL | KW-60 | OVEN | 378 | 473 | 510 | YES | NO | Accredited Up to +400oC
HONEYWELL | MINITREND QX | CHART RECORDER | 252 | 315 | 340 | YES | NO
HONEYWELL | MULTITREND SX | CHART RECORDER | 252 | 315 | 340 | YES | NO
HONEYWELL | NK | LOAD CELL INDICATOR | 0 | 0 | NA | NO | NO | Price with Load Cell
HONEYWELL | P300 | TEMP CONTROLLER | 126 | 158 | 170 | YES | NO
HONEYWELL | QXE | CHART RECORDER TEMP | 252 | 315 | 340 | YES | NO
HONEYWELL | TVDRG2-084-12-0-020-0U01CS-000 | RTD TEMPERATURE RECORDER | 252 | 315 | 340 | YES | NO
HONEYWELL | TVEZQX-30-000-22-010 | OVEN | 378 | 473 | 510 | YES | NO | Accredited Up to +400oC
HONEYWELL | TVMIQX-40-0-22-000 | MINITREND QX | 294 | 368 | 397 | YES | NO
HONEYWELL | TVMIQX-40-0-22-0-000 | MINITREND QX | 294 | 368 | 397 | YES | NO
HONEYWELL | UDC-2000 | TEMP CONTROLLER | 126 | 158 | 170 | YES | NO
HONEYWELL | UDC-2300 | TEMP CONTROLLER | 126 | 158 | 170 | YES | NO
HONEYWELL | UDC2500 | TEMP CONTROLLER | 126 | 158 | 170 | YES | NO
HONEYWELL | UDC-2500 | TEMP CONTROLLER | 126 | 158 | 170 | YES | NO
HONEYWELL | UDC-3300 | TEMP CONTROLLER | 126 | 158 | 170 | YES | NO
HONEYWELL | Y15214216-01 | CHART RECORDER | 252 | 315 | 340 | YES | NO
HONGDA KETAI GENERIC | 9202 DT9202 | DMM HANDHELD | 126 | 158 | 170 | YES | NO
HOTPACK | H6DA | OVEN | 378 | 473 | 510 | YES | NO | Accredited Up to +400oC
HQ POWER | PS1503SBU | DC POWER SUPPLY | 168 | 210 | 227 | YES | NO
HQ POWER | PS3003U | DC POWER SUPPLY | 168 | 210 | 227 | YES | NO
HRS | DF13TB | CRIMPER | 69 | 86 | NA | NO | NO
HRS | DF13-TB2630HC | CRIMPER | 69 | 86 | NA | NO | NO
HRS | DF3-TA2428HC | CRIMPER | 69 | 86 | NA | NO | NO
HRS | HRUS-HT-1 | CRIMPER | 69 | 86 | NA | NO | NO
HUBBELL | N/A | CONTINUITY TESTER | 294 | 368 | 397 | YES | NO
HUGHES | 1277 | AMPLIFIER | 252 | 315 | NA | NO | NO
HUMBOLDT | 26104C | INDICATOR DIAL | 69 | 86 | NA | NO | NO
HUMBOLDT | 26105C | INDICATOR DIAL | 69 | 86 | NA | NO | NO
HUMBOLDT | H-30145E | OVEN | 378 | 473 | 510 | YES | NO | Accredited Up to +400oC
HUMBOLT MFG CO | 21-250 | OVEN | 378 | 473 | 510 | YES | NO | Accredited Up to +400oC
HUNTRON | 2000 | CURVE TRACER TRACKER | 168 | 210 | NA | NO | NO
HURRICANE | K78002-11 | CHAIN HOIST | 173 | 216 | NA | NO | NO
HUSKY | 39102 | TORQUE WRENCH | 69 | 86 | 93 | YES | NO | 50-250 FT LB
HUSKY | 39103 | TORQUE WRENCH | 69 | 86 | 93 | YES | NO | 20-100 FT LB
HUSKY | 39104 | TORQUE WRENCH | 69 | 86 | 93 | YES | NO | 50-250 FT LB
HUSKY | 564394 | TORQUE WRENCH | 69 | 86 | 93 | YES | NO | 20-100 FT LB
HUSKY | 564464 | TORQUE WRENCH | 69 | 86 | 93 | YES | NO | 50-250 FT LB
HUSKY | 625319 | TORQUE WRENCH | 69 | 86 | 93 | YES | NO | Check Range. Accredited ONLY Up to 250 FtLbs
HUSKY | 10-100 Lb/Ft | TORQUE WRENCH | 69 | 86 | 93 | YES | NO | Check Range. Accredited ONLY Up to 250 FtLbs
HUSKY | 1467H | 6” DIGITAL CALIPER | 69 | 86 | 93 | YES | NO
HUSKY | 25-250 Lb/In | TORQUE WRENCH | 69 | 86 | 93 | YES | NO | Check Range. Accredited ONLY Up to 250 FtLbs
HUSKY | 6” | CALIPER | 69 | 86 | 93 | YES | NO | 6 INCH
HUSKY | 800 Lb/In | TORQUE WRENCH | 69 | 86 | 93 | YES | NO | Check Range. Accredited ONLY Up to 250 FtLbs
HV DIAGNOSTICS INC. | HVA28TD | HIGH VOLTAGE TEST SET | 252 | 315 | 340 | YES | NO
HV DIAGNOSTICS INC. | HVA60 | Universal & DC HV Test System | 252 | 315 | 340 | YES | NO
HYBEX | 1057-30-0 | MICROSAMPLE INCUBATOR | 378 | 473 | 510 | YES | NO | Accredited Up to +400oC
HYDRO SYSTEMS | A34016-36 | EXTENDER BOX ASSY | 168 | NA | NA | NO | NO
HYDRO SYSTEMS | C26005-1 | FIRE DETECTION SYSTEM | 168 | NA | NA | NO | NO
HYDRO SYSTEMS | C26007-78 | VAC METER | 168 | NA | NA | NO | NO
HYDRO SYSTEMS | F72917-19 | GROUND TEST CONSOLE | 168 | NA | NA | NO | NO
HYDRO SYSTEMS | F80229-69 | FIRE EXTINGUISHING SYSTEM TEST SET | 168 | NA | NA | NO | NO
HYDRO-TEST | 140-005 | PRESSURE GAUGE | 69 | 86 | NA | NO | NO | 1500 PSI
HYDRO-TEST | 140-018 | PRESSURE GAUGE | 69 | 86 | NA | NO | NO | 1100 PSI
HYGIENA | INCUBATOR2 | INCUBATOR | 294 | 368 | NA | NO | NO
HYPATIA, INC. | 306 | RESISTANCE MILLIOHM METER | 210 | 263 | 284 | YES | NO
HYPATIA, INC. | 309 | RESISTANCE MILLIOHM METER | 210 | 263 | 284 | YES | NO
HYPER TOUGH | 1504 | INFRARED THERMOMETER | 168 | 210 | NA | NO | NO
IDEAL | 30-579 | CRIMPER | 69 | 86 | NA | NO | NO
IDEAL | 45-1987-1 | STRIPPER | 104 | 130 | NA | NO | NO
IDEAL | 45-2618-1 | CRIMPER WIRE | 69 | 86 | NA | NO | NO
IDEAL | 61-164 | AC VOLTAGE CIRCUIT ANALYZER GFI | 126 | 158 | 170 | YES | NO
IDEAL | 61-165 | AC VOLTAGE CIRCUIT ANALYZER GFI | 126 | 158 | 170 | YES | NO
IDEAL | 61-310 | DMM HANDHELD | 126 | 158 | 170 | YES | NO
IDEAL | 61-481 | DMM HANDHELD | 126 | 158 | 170 | YES | NO
IDEAL | 61-520 | PHASE ROTATION INDICATOR | 109 | NA | NA | NO | NO | LEVEL 4 ONLY
IDEAL | 61-521 | PHASE PRESENCE INDICATOR | 109 | 136 | NA | NO | NO
IDEAL | 61-732 | CLAMP METER | 126 | 158 | 170 | YES | NO
IDEAL | 61-736 | CLAMP METER | 126 | 158 | 170 | YES | NO
IDEAL | 61-744 | CLAMP METER | 126 | 158 | 170 | YES | NO
IDEAL | 61-764 | CLAMP METER | 126 | 158 | 170 | YES | NO
IDEAL | 61-766 | CLAMP METER | 126 | 158 | 170 | YES | NO
IDEAL | 61-768 | CLAMP METER | 126 | 158 | 170 | YES | NO
IDEAL | 61-774 | CLAMP METER | 126 | 158 | 170 | YES | NO
IDEAL | 61-775 | DIGITAL CLAMP METER | 126 | 158 | 170 | YES | NO
IDEAL | 61-795 | DIGITAL INSULATION TESTER | 168 | 210 | 227 | YES | NO
IDEAL | 61-797 | MULTIMETER | 126 | 158 | 170 | YES | NO
IDEAL | CRIMPMASTER | CRIMPER | 69 | 86 | NA | NO | NO
IDEAL | L-4421 | STRIPPER | 104 | 130 | NA | NO | NO
IDEAL | L-499 | STRIPPER | 104 | 130 | NA | NO | NO
IDEAL | L-4994 | STRIPPER WIRE | 104 | 130 | NA | NO | NO
IDEAL | L-5210 | STRIPPER | 104 | 130 | NA | NO | NO
IDEAL | L-5211 | STRIPPER WIRE | 104 | 130 | NA | NO | NO
IDEAL | L-5215 | STRIPPER | 104 | 130 | NA | NO | NO
IDEAL | L-5217 | STRIPPER WIRE | 104 | 130 | NA | NO | NO
IDEAL | L-5361 | STRIPPER WIRE | 104 | 130 | NA | NO | NO
IDEAL | L-5560 | STRIPPER | 104 | 130 | NA | NO | NO
IDEAL | L-5562 | STRIPPER WIRE | 104 | 130 | NA | NO | NO
IDEAL | L-5563 | STRIPPER WIRE | 104 | 130 | NA | NO | NO
IDEAL | L-5564 | STRIPPER | 104 | 130 | NA | NO | NO
IDEAL | WS-100 | WIRE STRIPPER | 104 | 130 | NA | NO | NO
IDEAL NETWORKS | VDV II PRO | CABLE TESTER TDR | 336 | 420 | NA | NO | NO
IDEAL THREAD GAUGE INC. | 1/2-20 UNF-2B | THREAD PLUG GAUGE GO NOGO | 69 | 86 | NA | NO | NO
IDEAL THREAD GAUGE INC. | 1/4-20 UNC-2B STI | THREAD PLUG GAUGE GO NOGO | 69 | 86 | NA | NO | NO
IDEAL THREAD GAUGE INC. | 1/4-28 UNF-2B STI | THREAD PLUG GAUGE GO NOGO | 69 | 86 | NA | NO | NO
IDEAL THREAD GAUGE INC. | 10-24 UNC-2B | THREAD PLUG GAUGE GO NOGO | 69 | 86 | NA | NO | NO
IDEAL THREAD GAUGE INC. | 1-64 UNC-2B | THREAD PLUG GAUGE GO NOGO | 69 | 86 | NA | NO | NO
IDEAL THREAD GAUGE INC. | 2-56 UNC-2B | THREAD PLUG GAUGE GO NOGO | 69 | 86 | NA | NO | NO
IDEAL THREAD GAUGE INC. | 4-40 UNC-2B STI | THREAD PLUG GAUGE GO NOGO | 69 | 86 | NA | NO | NO
IDEAL THREAD GAUGE INC. | 6-32 UNC-2B STI | THREAD PLUG GAUGE GO NOGO | 69 | 86 | NA | NO | NO
IDEAL THREAD GAUGE INC. | 8-32 UNC-2B STI | THREAD PLUG GAUGE GO NOGO | 69 | 86 | NA | NO | NO
IET | 1693 | PRECISION LCR METER | 420 | 525 | NA | NO | NO
IET | 1864 | MEGOHMMETER | 252 | 315 | 340 | YES | NO
IET | 1412-BC | DECADE CAPACITOR | 294 | 368 | NA | NO | NO | Same as General Radio/Quadtech
IET | 1433-14 | DECADE RESISTOR | 210 | 263 | 284 | YES | NO
IET | 1433-22 | DECADE BOX | 210 | 263 | 284 | YES | NO
IET | 1659-9700 | LCR METER DIGIBRIDGE | 420 | 525 | NA | NO | NO
IET | CS-300 | CAPACITANCE DECADE BOX | 210 | 263 | NA | NO | NO
IET | CS-300H | CAPACITANCE DECADE BOX | 210 | 263 | NA | NO | NO
IET | CS-301 | CAPACITANCE DECADE BOX | 210 | 263 | NA | NO | NO
IET | CS-301L | CAPACITANCE DECADE BOX | 210 | 263 | NA | NO | NO
IET | HARS-X-6-.01 | RESISTANCE DECADE BOX | 210 | 263 | 284 | YES | NO
IET | LOM-510A | MICRO-OHMMETER | 252 | 315 | 340 | YES | NO
IET | PRS-200 | RESISTANCE SUBSTITUTE | 210 | 263 | 284 | YES | NO
IET | PRS-200-IEEE.2-SC-0C | RESISTANCE DECADE BOX GPIB | 210 | 263 | 284 | YES | NO
IET | PRS-330 | RESISTANCE SUBSTITUTER | 210 | 263 | 284 | YES | NO
IET | RCS-500 | RESISTANCE/CAPACITANCE DECADE BOX | 336 | 420 | 454 | YES | NO
IET | RCS-502 | RESISTANCE/CAPACITANCE DECADE BOX | 336 | 420 | 454 | YES | NO
IET | RS-200 | RESISTANCE DECADE BOX | 210 | 263 | 284 | YES | NO
IET | RS-200-2W | HIGH-POWER RESISTANCE BOX | 210 | 263 | 284 | YES | NO
IET | RS-200W | RESISTANCE DECADE BOX | 210 | 263 | 284 | YES | NO
IET | RS-201 | RESISTANCE DECADE BOX | 210 | 263 | 284 | YES | NO
IET | RS-201W | RESISTANCE DECADE BOX | 210 | 263 | 284 | YES | NO
IET | RS-201W-2W | RESISTANCE DECADE BOX | 210 | 263 | 284 | YES | NO
IET | RTD-Z-6-0.01 | RESISTANCE TEMPERATURE SIMULATOR | 210 | 263 | 284 | YES | NO
IFIXIT | IF145-202-5 | PORTABLE ANTI STATIC MAT | 84 | 105 | NA | NO | NO
IFR AMERICAS MARCONI | 2024 | RF SIGNAL GENERATOR | 588 | 735 | NA | NO | NO
IFR AMERICAS MARCONI | 2025 | RF SIGNAL GENERATOR | 588 | 735 | NA | NO | NO
IFR AMERICAS MARCONI | 2026 | RF SIGNAL GENERATOR | 588 | 735 | NA | NO | NO
IFR AMERICAS MARCONI | 2030 | RF SIGNAL GENERATOR | 588 | 735 | NA | NO | NO
IFR AMERICAS MARCONI | 2031 | RF SIGNAL GENERATOR | 588 | 735 | NA | NO | NO
IFR AMERICAS MARCONI | 2023B | RF SIGNAL GENERATOR | 588 | 735 | NA | NO | NO
IFR AMERICAS MARCONI | ATC-600A | TRANSPONDER TEST SET | 672 | 840 | NA | NO | NO
IFR AMERICAS MARCONI | FM/AM-1200 | RF COMMUNICATIONS ANALYZER | 840 | 1050 | NA | NO | NO
IFR AMERICAS MARCONI | FM/AM-1200SS | COMMUNICATION SERVICE MONITOR | 840 | 1050 | NA | NO | NO
IGAGING | 875-1 | SQUARE SET | 104 | 130 | NA | NO | NO
IGAGING | COOLANT-CAL | 12 IN DIGITAL CALIPER | 69 | 86 | 93 | YES | NO
IGAGING | EZCal | CALIPER | 69 | 86 | 93 | YES | NO | 12 INCH
IGAGING | R04-02-B-2 | CALIPER - 6 INCH | 69 | 86 | 93 | YES | NO
IKONIX | TVB-2 | TEST VERIFICATION BOX | 109 | 136 | 147 | YES | NO
IMADA | 100LBS | SPRING SCALE | 138 | 173 | NA | NO | NO
IMADA | 20LBS | FORCE GAUGE | 138 | 173 | NA | NO | NO | 20 LB
IMADA | AXT-110 | FORCE GAUGE | 138 | 173 | NA | NO | NO
IMADA | AXT-110-LM | FORCE GAUGE DIGITAL | 138 | 173 | NA | NO | NO
IMADA | DPS-1R | DIGITAL FORCE GAGE | 138 | 173 | NA | NO | NO
IMADA | DPS-220 | FORCE GAUGE DIGITAL | 138 | 173 | NA | NO | NO
IMADA | DPS-220R | FORCE GAUGE DIGITAL | 138 | 173 | NA | NO | NO
IMADA | DPS-44R | FORCE GAUGE PUSH PULL | 138 | 173 | NA | NO | NO
IMADA | DS2-1 | FORCE GAUGE | 138 | 173 | NA | NO | NO
IMADA | DS2-110 | FORCE GAUGE | 138 | 173 | NA | NO | NO
IMADA | FB | FORCE GAUGE | 138 | 173 | NA | NO | NO
IMADA | FB20 | FORCE GAUGE | 138 | 173 | NA | NO | NO
IMADA | I-8 | TORQUE METER | 69 | 86 | 93 | YES | NO | Check Range. Accredited ONLY Up to 250 FtLbs
IMADA | I-80 | TORQUE METER | 69 | 86 | 93 | YES | NO | Check Range. Accredited ONLY Up to 250 FtLbs
IMADA | MX-500N | PULL TESTER | 311 | 389 | NA | NO | NO
IMADA | Z2H-1100 | FORCE GAUGE DIGITAL | 138 | 173 | NA | NO | NO
IMADA | ZP-220 | FORCE GAUGE | 138 | 173 | NA | NO | NO
IMADA | ZPS | FORCE GAUGE DIGITAL | 138 | 173 | NA | NO | NO
IMADA | ZTA-110 | FORCE GAUGE | 138 | 173 | NA | NO | NO
IMADA INC. | DPS2-44 | FORCE GAUGE DIGITAL | 138 | 173 | NA | NO | NO
IMA-MEDTECH | LINEAR MED | FUNCTIONAL GAUGE ARTIFACT | 69 | 86 | NA | NO | NO
IMPERIAL | 422-CR | PRESSURE GAUGE | 69 | 86 | NA | NO | NO | 800 PSI
IMS | 8072 | DEW - TEMP DRYER MONITOR | 207 | 259 | NA | NO | NO
IMT | 0-400 MBAR | VACUUM GAUGE | 69 | 86 | NA | NO | NO
INDIA | 9904905 | SQUARE COMBINATION SET | 104 | 130 | NA | NO | NO
INDUSTRIAL AUTOMATION | F80229-20 | FIREX CABLE ADAPTER | 168 | NA | NA | NO | NO
INFICON | TEK-MATE | REFRIGERANT GAS LEAK DETECTOR | 138 | 173 | NA | NO | NO
INFINICON | CDG025-C Series | CAPACITANCE DIAPHRAGM GAUGE (BARATRON) | 0 | 0 | NA | NO | NO | No Capability
INFINICON | CDG025D Series | CAPACITANCE DIAPHRAGM GAUGE (BARATRON) | 0 | 0 | NA | NO | NO | No Capability
INFINICON | CDG045 & -H Series | CAPACITANCE DIAPHRAGM GAUGE (BARATRON) | 0 | 0 | NA | NO | NO | No Capability
INFINICON | CDG045-SD Series | CAPACITANCE DIAPHRAGM GAUGE (BARATRON) | 0 | 0 | NA | NO | NO | No Capability
INFRARED | DT8380 | TEMP METER THERMOCOUPLE | 168 | 210 | 227 | YES | NO
INGCO | DCM6005 | DIGITAL CLAMP METER | 126 | 158 | 170 | YES | NO
INGERSOLL-RAND | 0-300PSI | PRESSURE GAUGE | 69 | 86 | NA | NO | NO | 300 PSI
INGERSOLL-RAND | EL2507N | TORQUE DRIVER | 69 | 86 | 93 | YES | NO | Check Range. Accredited ONLY Up to 250 FtLbs
INGERSOLL-RAND | EP4007N | TORQUE DRIVER | 69 | 86 | 93 | YES | NO | Check Range. Accredited ONLY Up to 250 FtLbs
INGERSOLL-RAND | ES100P | TORQUE DRIVER | 69 | 86 | 93 | YES | NO | Check Range. Accredited ONLY Up to 250 FtLbs
INGERSOLL-RAND | ES100T | TORQUE | 69 | 86 | 93 | YES | NO | 15-40 inlb
INGERSOLL-RAND | ES50T | TORQUE | 69 | 86 | 93 | YES | NO | 0.4-9 inlb
INGERSOLL-RAND | ES60P | TORQUE | 69 | 86 | 93 | YES | NO | 4.4-17 inlb
INGERSOLL-RAND | ES80P | TORQUE | 69 | 86 | 93 | YES | NO | 0.3-40 inlb
INGERSOLL-RAND | ET4004E | TORQUE WRENCH INDICATING | 69 | 86 | 93 | YES | NO | Check Range. Accredited ONLY Up to 250 FtLbs
INGERSOLL-RAND | ET4007 | TORQUE DRIVER | 69 | 86 | 93 | YES | NO | Check Range. Accredited ONLY Up to 250 FtLbs
INGERSOLL-RAND | ET4007N | TORQUE DRIVER | 69 | 86 | 93 | YES | NO | Check Range. Accredited ONLY Up to 250 FtLbs
INGERSOLL-RAND | ET4007N2S3 | TORQUE DRIVER | 69 | 86 | 93 | YES | NO | Check Range. Accredited ONLY Up to 250 FtLbs
INMET | 4N150W-30F | RF ATTENUATOR | 210 | 263 | NA | NO | NO
INSIGHT DIR USA | Solair 1100LD | PARTICLE COUNTER AIR | 504 | 630 | NA | NO | NO
INSIZE | 12" | SQUARE COMBINATION DIGITAL | 104 | 130 | NA | NO | NO | 12 INCH
INT REFRIGERATION | 4100112 | CALIPER | 69 | 86 | 93 | YES | NO
INTEGRA | IR PTS Q2-200 | TEMP CONTROLLER | 126 | 158 | 170 | YES | NO
INTEGRA | STG-38-14 | PYROTITAN STEM TIP GAGE | 69 | 86 | NA | NO | NO
INTEGRA | STG-41-1518 | PYROTITAN STEM TIP GAGE | 69 | 86 | NA | NO | NO
INTEGRA | STG-44-1619 | PYROTITAN STEM TIP GAGE | 69 | 86 | NA | NO | NO
INTEGRA | STG-47-1720 | PYROTITAN STEM TIP GAGE | 69 | 86 | NA | NO | NO
INTEGRA | STG-50-1821 | PYROTITAN STEM TIP GAGE | 69 | 86 | NA | NO | NO
INTEGRA | STG-53-1922 | PYROTITAN STEM TIP GAGE | 69 | 86 | NA | NO | NO
INTERAPID | 74.1114 | INDICATOR TEST | 69 | 86 | NA | NO | NO
INTERAPID | 74.112 | INDICATOR TEST | 69 | 86 | NA | NO | NO
INTERAPID | 0.008" | INDICATOR TEST | 69 | 86 | NA | NO | NO
INTERAPID | 310-B1 | TEST INDICATOR | 69 | 86 | NA | NO | NO
INTERAPID | 310B-2V | INDICATOR TEST | 69 | 86 | NA | NO | NO
INTERAPID | 312-1 | INDICATOR DIAL | 69 | 86 | NA | NO | NO
INTERAPID | 312-2V | INDICATOR TEST | 69 | 86 | NA | NO | NO
INTERAPID | 312-3 | INDICATOR TEST | 69 | 86 | NA | NO | NO
INTERAPID | 3128-1 | INDICATOR TEST | 69 | 86 | NA | NO | NO
INTERAPID | 312B-1 | INDICATOR TEST | 69 | 86 | NA | NO | NO
INTERAPID | 312B-1/ -3 | INDICATOR DIAL | 69 | 86 | NA | NO | NO
INTERAPID | 312B-15 | INDICATOR TEST | 69 | 86 | NA | NO | NO
INTERAPID | 312B-1V | INDICATOR TEST | 69 | 86 | NA | NO | NO
INTERAPID | 312B-2 | INDICATOR TEST | 69 | 86 | NA | NO | NO
INTERAPID | 312B-20 | INDICATOR TEST | 69 | 86 | NA | NO | NO
INTERAPID | 312B-20V | INDICATOR TEST | 69 | 86 | NA | NO | NO
INTERAPID | 312B-3 | INDICATOR TEST | 69 | 86 | NA | NO | NO
INTERAPID | 312B-3V | INDICATOR TEST | 69 | 86 | NA | NO | NO
INTERAPID | 312B-IV | INDICATOR TEST | 69 | 86 | NA | NO | NO
INTERCOMP | AC60-LP-IS | SCALE LARGE 60000 LB | 345 | 431 | NA | NO | NO | VT Aero Only
INTERCOMP | TYPE A | DUROMETER | 83 | 104 | NA | NO | NO
INTERFACE | CX-0440 | LOAD CELL SIMULATOR | 210 | 263 | NA | NO | NO
INTERSTATE | 10-32 UNF-2B | THREAD PLUG GAUGE GO NOGO | 69 | 86 | NA | NO | NO
INTERSTATE/VTG | 1 1/2-12 UNF-2A | THREAD RING GAUGE GO NOGO | 69 | 86 | NA | NO | NO
INTERTEST | 51 | CALIPER I.D. | 69 | 86 | 93 | YES | NO
IOI | 500280 | BONE SCREW HEX GAUGE GO NOGO | 69 | 86 | NA | NO | NO
ISHIDA | MT150 | SCALE LARGE | 207 | 259 | NA | NO | NO | 150 KG - In Lab Only
ISHIDA | NCS | SCALE | 124 | 155 | NA | NO | NO | 12 KG
ISOTECH | 988 | IR BLACK BODY | 336 | 420 | NA | NO | NO
ISOTECH | 935-14-61 | RTD PROBE, -50 TO +250C | 168 | 210 | 227 | YES | NO
ISOTECH | TTI-10 | PRECISION THERMOMETER INDICATOR | 336 | 420 | 454 | YES | NO
ITT CANNON | CCT-D-C-1 | CRIMPER | 69 | 86 | NA | NO | NO
ITT CANNON | CHT-DLT-CR-15TB1-02 | CRIMPER | 69 | 86 | NA | NO | NO
IWATSU | SS-5702 | OSCILLOSCOPE BENCHTOP | 252 | 315 | 340 | YES | NO | 0.02 GHZ
IWATSU | VOAC7513 | DMM BENCHTOP HIGH ACC | 210 | 263 | 284 | YES | NO
IWATSU | VOAC7521A | DMM BENCHTOP HIGH ACC | 210 | 263 | 284 | YES | NO
J CHADWICK CO | 8400K | MICROMETER OPTICAL | 69 | 86 | NA | NO | NO
J&L | 1/4-20 UNC-2B | THREAD PLUG GAUGE GO NOGO | 69 | 86 | NA | NO | NO
J&L | 1/4-28 UNF-2B | THREAD PLUG GAUGE GO NOGO | 69 | 86 | NA | NO | NO
J&L | 10-24 UNC-2A | THREAD RING GAUGE NOGO | 69 | 86 | NA | NO | NO
J&L | 5/8-18 UNF-2A | THREAD RING GAUGE GO | 69 | 86 | NA | NO | NO
J&L | M3X0.5-6H | THREAD PLUG GAUGE GO NOGO | 69 | 86 | NA | NO | NO
J&L | M4x0.7-6H | THREAD PLUG GAUGE GO NOGO | 69 | 86 | NA | NO | NO
J&L | PC-14A | OPTICAL COMPARATOR | 276 | 345 | NA | NO | NO
J.T. SLOCOMB | 0-1" | MICROMETER SCREW THREAD | 69 | 86 | NA | NO | NO
JAPAN | 1-2" | MICROMETER | 69 | 86 | 93 | YES | NO | 2 INCH
JAPAN | 2-3" | MICROMETER | 69 | 86 | 93 | YES | NO | 3 INCH
JAPAN | UNKNOWN | PROTRACTOR | 69 | 86 | NA | NO | NO
JAPAN AVIATION | T700231E | CRIMPER | 69 | 86 | NA | NO | NO
JBC | TID 1200 | DIGITAL THERMOMETER | 168 | 210 | 227 | YES | NO
JC SYSTEMS | 600 SERIES | TEMP CONTROLLER | 126 | 158 | 170 | YES | NO
JC SYSTEMS | 600A | TEMP CONTROLLER | 126 | 158 | 170 | YES | NO
JC SYSTEMS | 600ALIN | TEMP CONTROLLER | 126 | 158 | 170 | YES | NO
JC SYSTEMS | 600ATC/TC | TEMP CONTROLLER | 126 | 158 | 170 | YES | NO
JC SYSTEMS | 620A | TEMP CONTROLLER | 126 | 158 | 170 | YES | NO
JC SYSTEMS | 620A-TC/TC | TEMP CONTROLLER | 126 | 158 | 170 | YES | NO
JCHADWICK | 8400-0 | MICROMETER OPTICAL | 69 | 86 | NA | NO | NO
JDS FITEL | HA9508-FPL2 | FIBER OPTIC ATTENUATOR | 210 | 263 | NA | NO | NO
JDSU ACTERNA VIAVI | 2000 | MODULAR TEST SET | 294 | 368 | NA | NO | NO
JDSU ACTERNA VIAVI | 3920 | DIGITAL RADIO TEST SET | 840 | 1050 | NA | NO | NO | Same as Aeroflex 3920
JDSU ACTERNA VIAVI | 4000/OTDR | FIBER OPTIC LASER SOURCE | 210 | 263 | NA | NO | NO
JDSU ACTERNA VIAVI | FST-2310 | OPTICAL MODULE | 0 | 0 | NA | NO | NO
JDSU ACTERNA VIAVI | HA9 | ATTENUATOR UNIPHASE OPTICAL | 210 | 263 | NA | NO | NO
JDSU ACTERNA VIAVI | HST-3000 | MAINFRAME TESTER | 294 | NA | NA | NO | NO
JDSU ACTERNA VIAVI | HST-3000 LEVEL 4 | MAINFRAME TESTER | 168 | NA | NA | NO | NO | Lvl 4 if no traceable modules installed
JDSU ACTERNA VIAVI | HST-3000 SIM | T1/T3 MODULE | 294 | 368 | NA | NO | NO
JDSU ACTERNA VIAVI | HST-3000C | MAINFRAME TESTER | 294 | NA | NA | NO | NO
JDSU ACTERNA VIAVI | HST-3000C LEVEL 4 | MAINFRAME TESTER | 168 | NA | NA | NO | NO | Lvl 4 if no traceable modules installed
JDSU ACTERNA VIAVI | JD785B | CELL BASE STATION ANALYZER | 588 | 735 | NA | NO | NO
JDSU ACTERNA VIAVI | MBBS-C1 | MAP BROADBAND SOURCE | 210 | 263 | NA | NO | NO
JDSU ACTERNA VIAVI | MOPM-C1 | MAP OPTICAL POWER METER | 210 | 263 | NA | NO | NO
JDSU ACTERNA VIAVI | MOSW-C1 | MAP OPTICAL SWITCH MODULE | 210 | 263 | NA | NO | NO
JDSU ACTERNA VIAVI | MOSW-C111C0 | MAP OPTICAL SWITCH MODULE | 210 | 263 | NA | NO | NO
JDSU ACTERNA VIAVI | MOVA-C1 | MAP VARIABLE OPTICAL ATTENUATOR | 210 | 263 | NA | NO | NO
JDSU ACTERNA VIAVI | MSRC-C2 | MAP GENERAL PURPOSE SOURCE | 210 | 263 | NA | NO | NO
JDSU ACTERNA VIAVI | OLP-34 | OPTICAL POWER METER | 210 | 263 | NA | NO | NO
JDSU ACTERNA VIAVI | OLS-55 | LASER LIGHT SOURCE | 210 | 263 | NA | NO | NO
JDSU ACTERNA VIAVI | OLS-56 | LASER LIGHT SOURCE | 210 | 263 | NA | NO | NO
JDSU ACTERNA VIAVI | OPM-34 | FIBER OPTIC POWER METER | 210 | 263 | NA | NO | NO
JDSU ACTERNA VIAVI | OPM-55 | FIBER OPTIC POWER METER | 210 | 263 | NA | NO | NO
JDSU ACTERNA VIAVI | OSA-110M | MODULE | 168 | NA | NA | NO | NO
JDSU ACTERNA VIAVI | P5000I | FIBER MICROSCOPE (LVL4) | 294 | NA | NA | NO | NO
JDSU ACTERNA VIAVI | PS3 | OPTICAL PDL METER | 210 | 263 | NA | NO | NO
JDSU ACTERNA VIAVI | RM3750B-Z0001 | FIBER BACKREFLECTION METER | 277 | 346 | NA | NO | NO
JDSU ACTERNA VIAVI | T1 | MODULE | 210 | 263 | NA | NO | NO
JDSU ACTERNA VIAVI | T1/T3 | MODULE | 210 | 263 | NA | NO | NO
JDSU ACTERNA VIAVI | TB/MTS-5800 | HANDHELD NETWORK TESTER | 294 | 368 | NA | NO | NO
JDSU ACTERNA VIAVI | TB/MTS-8000 | TRANSPORT MODULE | 294 | 368 | NA | NO | NO
JDSU ACTERNA VIAVI | T-BERD 209 | T-CARRIER ANALYZER | 420 | 525 | NA | NO | NO
JDSU ACTERNA VIAVI | T-BERD 211 | T CARRIER ANALYZER | 420 | 525 | NA | NO | NO
JDSU ACTERNA VIAVI | T-BERD 2310 | TEST PAD NETWORK TESTER | 420 | 525 | NA | NO | NO
JDSU ACTERNA VIAVI | T-BERD 310 | COMMUNICATIONS ANALYZER | 420 | 525 | NA | NO | NO
JDSU ACTERNA VIAVI | T-BERD 4000 | 4000 PLATFORM | 420 | 525 | NA | NO | NO
JDSU ACTERNA VIAVI | T-BERD 5800 | COMMUNICATIONS ANALYZER | 420 | 525 | NA | NO | NO
JDSU ACTERNA VIAVI | T-BERD 6000 | OTDR | 0 | 0 | NA | NO | NO | Quote based on modules installed
JDSU ACTERNA VIAVI | T-BERD 6000A | COMPACT NETWORK TEST PLATFORM | 0 | 0 | NA | NO | NO | Quote based on modules installed
JDSU ACTERNA VIAVI | T-BERD 8000 | SCALABLE TEST PLATFORM | 420 | 525 | NA | NO | NO
JDSU ACTERNA VIAVI | TRANSPORT MODULE-V3 | MODULE | 210 | 263 | NA | NO | NO
JDSU ACTERNA VIAVI | VA6B | ATTENUATOR VARIABLE | 336 | 420 | NA | NO | NO
JDSU ACTERNA VIAVI | VA6B505-FPS | ATTENUATOR VARIABLE | 336 | 420 | NA | NO | NO
JEIO TECH | OF-21E | OVEN | 378 | 473 | 510 | YES | NO | Accredited Up to +400oC
JEIO TECH | OF-22G | OVEN | 378 | 473 | 510 | YES | NO | Accredited Up to +400oC
JENCO | 7001H | MICROCOMPUTER THERMOMETER | 168 | 210 | 227 | YES | NO
JENSEN | 685-100 | CRIMPER | 69 | 86 | NA | NO | NO
JENSEN | JTM-30 | CLAMP METER | 126 | 158 | 170 | YES | NO
JENSEN | JTM-93 | MULTIMETER | 126 | 158 | 170 | YES | NO
JENWAY | 1103 | HOT PLATE W STIRRER | 143 | 179 | NA | NO | NO
JET | JLP-150-10 | HOIST, CHAIN | 173 | 216 | NA | NO | NO
JETCO | 25-250 Lb/Ft | TORQUE WRENCH | 69 | 86 | 93 | YES | NO | Check Range. Accredited ONLY Up to 250 FtLbs
JETCO | ED100I | TORQUE WRENCH INDICATING | 69 | 86 | 93 | YES | NO | Check Range. Accredited ONLY Up to 250 FtLbs
JETCO | ED1-75I | TORQUE WRENCH INDICATING | 69 | 86 | 93 | YES | NO | Check Range. Accredited ONLY Up to 250 FtLbs
JETCO | ED-250I | TORQUE WRENCH | 69 | 86 | 93 | YES | NO | Check Range. Accredited ONLY Up to 250 FtLbs
JETCO | ED50F | TORQUE WRENCH | 69 | 86 | 93 | YES | NO | Check Range. Accredited ONLY Up to 250 FtLbs
JETCO | ED75i | Digital Torque Wrench | 69 | 86 | 93 | YES | NO
JETCO | EX-250F | TORQUE WRENCH | 69 | 86 | 93 | YES | NO | Check Range. Accredited ONLY Up to 250 FtLbs
JETCO | TED-100IS-P | TORQUE TESTER | 138 | 173 | NA | NO | NO
JETCO | TED-2501S-P | TORQUE TESTER | 138 | 173 | NA | NO | NO | 250 IN LB
JETCO | TED-751S-P | TORQUE TESTER | 138 | 173 | NA | NO | NO | 75 IN LB
JFW | 50FH-003-100 | RF ATTENUATOR | 210 | 263 | NA | NO | NO
JFW | 50FH-006-100 | RF ATTENUATOR | 210 | 263 | NA | NO | NO
JFW | 50FH-012-100 | RF ATTENUATOR | 210 | 263 | NA | NO | NO
JIB TOOLS | GD-25 | FORCE GAUGE | 138 | 173 | NA | NO | NO
JIMEX | JHD-40R | ASCEND RESIST FREEZER | 420 | 525 | 567 | YES | NO
JOHN WALKER | 800 HZ | TUNING FORK | 126 | 158 | NA | NO | NO
JOHN WALKER | 900 HZ | TUNING FORK | 126 | 158 | NA | NO | NO
JOHNSON | .190-32 UNF-2A | THREAD PLUG GAUGE HILO CHECK GO NOGO | 69 | 86 | NA | NO | NO
JOHNSON | 0.250-20 UNC-2A | THREAD PLUG GAUGE HILO CHECK GO NOGO | 69 | 86 | NA | NO | NO
JOHNSON | 0.3125-18 UNC-2A | THREAD PLUG GAUGE HILO CHECK GO NOGO | 69 | 86 | NA | NO | NO
JOHNSON | 0.3125-24 UNF-2A | THREAD PLUG GAUGE HILO CHECK GO NOGO | 69 | 86 | NA | NO | NO
JOHNSON | 0.500-13 UNC-2A | THREAD PLUG GAUGE HILO CHECK GO NOGO | 69 | 86 | NA | NO | NO
JOHNSON | 0.500-20 UNF-2A | THREAD PLUG GAUGE HILO CHECK GO NOGO | 69 | 86 | NA | NO | NO
JOHNSON | J48 | RULER STEEL | 69 | 86 | NA | NO | NO | 48 INCH
JOHNSON | J60/40-0569 | RULER STEEL | 69 | 86 | NA | NO | NO | 60 INCH
JOHNSON | J72/40-0571 | RULER | 69 | 86 | NA | NO | NO
JOHNSON | M6x1.0-6g | PLUG GAUGE HILO CHECK GO NOGO | 69 | 86 | NA | NO | NO
JOHNSON CONTROLS | HE-6300-2 | HUMIDITY TEMP CHART RECORDER | 242 | 303 | NA | NO | NO
JOHNSON GAUGE | 1/4-32 UNREF-2A LH | THREAD SET PLUG GAUGE GO | 69 | 86 | NA | NO | NO
JOHNSON GAUGE | 6.0 TULIP GAUGE | THREAD PLUG GAUGE MIN MAX | 69 | 86 | NA | NO | NO | 6 INCH
JOHNSON LEVEL & TOOL | CS-1 | SQUARE | 69 | 86 | NA | NO | NO | 24 INCH
JOHNSON LEVEL & TOOL | RAS-1 | SQUARE ANGLE RAFTER | 69 | 86 | NA | NO | NO | 7 INCH
JOINWIT | JW3216 | OPTICAL POWER METER | 210 | 263 | NA | NO | NO
JONARD IND CORP | GPP15 | FORCE GAUGE | 138 | 173 | NA | NO | NO | 15 LB
JONES & LAMSON | CLASSIC 130 | OPTICAL COMPARATOR | 276 | 345 | NA | NO | NO
JONES&LAMSON | QUADRA CHECK 200 | OPTICAL COMPARATOR | 276 | 345 | NA | NO | NO
JS TECHNOLOGY | SG136H | TORQUE SCREWDRIVER | 69 | 86 | 93 | YES | NO | Check Range. Accredited ONLY Up to 250 FtLbs
JST | WC-110 | CRIMPER | 69 | 86 | NA | NO | NO
JST | WC-160 | CRIMPER | 69 | 86 | NA | NO | NO
JST | WC-240 | CRIMPER | 69 | 86 | NA | NO | NO
JST | WC-260 | CRIMPER | 69 | 86 | NA | NO | NO
JST | WC-491 | CRIMPER | 69 | 86 | NA | NO | NO
JST | WC-930 | CRIMPER | 69 | 86 | NA | NO | NO
JST | WC-JWPF | CRIMPER | 69 | 86 | NA | NO | NO
JST | YC-450 | CRIMPER | 69 | 86 | NA | NO | NO
JT CO. | LEAD FREE | WAVE SOLDER MACHINE | 252 | 315 | 340 | YES | NO
JT CO. | RS-800II | REFLOW OVEN | 378 | 473 | 510 | YES | NO | Accredited Up to +400oC
JTE | ONESTOP | CABLE LENGTH METER | 173 | 216 | NA | NO | NO
JUMO | 902520/10 | PT1000 RTD | 294 | 368 | 397 | YES | NO
JUMPER | JPD-FR409 | IR THERMOMETER | 168 | 210 | NA | NO | NO
K&S | 1472 | TEMP CONTROLLER BONDER | 126 | 158 | 170 | YES | NO
K.H. HUPPERT CO. | ST2304 | OVEN | 378 | 473 | 510 | YES | NO | Accredited Up to +400oC
KAFER | 10 mm | INDICATOR DIAL | 69 | 86 | NA | NO | NO | 10 mm
KAFER | 10mm | INDICATOR DIAL | 69 | 86 | NA | NO | NO | 10 mm
KAIWEETS | HT118A | MULTIMETER | 168 | 210 | 227 | YES | NO
KANOMAX | 3887A | PARTICLE COUNTER AIR | 504 | 630 | NA | NO | NO
KANOMAX | 6501-0E | ANEMOMETER | 207 | 259 | NA | NO | NO
KANOMAX | 6531-2G | ANEMOMETER PROBE | 207 | 259 | NA | NO | NO
KANOMAX | A531 | CLIMOMASTER | 207 | 259 | NA | NO | NO
KANON | 0-6" | CALIPER | 69 | 86 | 93 | YES | NO | 6 INCH
KANON | 12" | CALIPER | 69 | 86 | 93 | YES | NO | 12 INCH
KANON | 12LTDK | TORQUE SCREWDRIVER | 69 | 86 | 93 | YES | NO | Check Range. Accredited ONLY Up to 250 FtLbs
KANON | 24" | CALIPER LARGE | 104 | 130 | 140 | YES | NO | 24 INCH
KANON | 450QLK | TORQUE WRENCH | 69 | 86 | 93 | YES | NO | Check Range. Accredited ONLY Up to 250 FtLbs
KANON | 50 LTDK-R | TORQUE WRENCH | 69 | 86 | 93 | YES | NO | Check Range. Accredited ONLY Up to 250 FtLbs
KANON | 5600QLK | TORQUE WRENCH | 69 | 86 | 93 | YES | NO | Check Range. Accredited ONLY Up to 250 FtLbs
KANON | N120LCK | TORQUE WRENCH | 69 | 86 | 93 | YES | NO | Check Range. Accredited ONLY Up to 250 FtLbs
KANON | N1400QLK | TORQUE WRENCH | 69 | 86 | 93 | YES | NO | Check Range. Accredited ONLY Up to 250 FtLbs
KANON | N30LTDK | TORQUE WRENCH | 69 | 86 | 93 | YES | NO | Check Range. Accredited ONLY Up to 250 FtLbs
KANON | N450QLK | TORQUE WRENCH | 69 | 86 | 93 | YES | NO | Check Range. Accredited ONLY Up to 250 FtLbs
KANON | N60LCK | TORQUE WRENCH | 69 | 86 | 93 | YES | NO | Check Range. Accredited ONLY Up to 250 FtLbs
KANON | N90HYK | TORQUE WRENCH | 69 | 86 | 93 | YES | NO | Check Range. Accredited ONLY Up to 250 FtLbs
KASTAR | 0.04mm-1.00mm | FEELER GAUGE SET | 117 | 146 | NA | NO | NO
KASTAR | 27A | FEELER GAUGE SET | 117 | 146 | NA | NO | NO
KASTAR | 343A | FEELER GAUGE SET | 117 | 146 | NA | NO | NO
KAY ELEMETRICS CORP | 442D | RF ATTENUATOR | 252 | 315 | NA | NO | NO
KAYE | K140-4A | TEMP SOURCE ICE POINT REFERENCE | 252 | 315 | NA | NO | NO
KAYE | XSVP6P | TEMP PROBE RTD DATALOGGER WIRELESS | 168 | 210 | 227 | YES | NO
KAYE | XSVP9P | TEMP PROBE RTD DATALOGGER WIRELESS | 168 | 210 | 227 | YES | NO
K-D TOOLS | 2653 | TORQUE WRENCH | 69 | 86 | 93 | YES | NO | Check Range. Accredited ONLY Up to 250 FtLbs
K-D TOOLS | 2952 | TORQUE WRENCH | 69 | 86 | 93 | YES | NO | Check Range. Accredited ONLY Up to 250 FtLbs
K-D TOOLS | 2953 | TORQUE WRENCH | 69 | 86 | 93 | YES | NO | Check Range. Accredited ONLY Up to 250 FtLbs
K-D TOOLS | 3261 | TORQUE WRENCH | 69 | 86 | 93 | YES | NO | Check Range. Accredited ONLY Up to 250 FtLbs
K-D TOOLS | 3262 | TORQUE WRENCH | 69 | 86 | 93 | YES | NO | Check Range. Accredited ONLY Up to 250 FtLbs
K-D TOOLS | 3418 | TORQUE | 69 | 86 | 93 | YES | NO | Check Range. Accredited ONLY Up to 250 FtLbs
K-D TOOLS | 3498 | TORQUE WRENCH | 69 | 86 | 93 | YES | NO | Check Range. Accredited ONLY Up to 250 FtLbs
K-D TOOLS | 0-300 PSI | PRESSURE GAUGE | 69 | 86 | NA | NO | NO | 300 PSI
KEES | .3375" | RING GAUGE XX MASTER | 69 | 86 | NA | NO | NO
KEES | .3385" | RING GAUGE XX MASTER | 69 | 86 | NA | NO | NO
KEITHLEY | 169 | DMM BENCHTOP | 168 | 210 | 227 | YES | NO
KEITHLEY | 172 | DMM BENCHTOP | 168 | 210 | 227 | YES | NO
KEITHLEY | 173 | DMM BENCHTOP | 168 | 210 | 227 | YES | NO
KEITHLEY | 174 | DMM BENCHTOP | 168 | 210 | 227 | YES | NO
KEITHLEY | 175 | DMM BENCHTOP | 168 | 210 | 227 | YES | NO
KEITHLEY | 177 | DMM BENCHTOP | 168 | 210 | 227 | YES | NO
KEITHLEY | 178 | DMM BENCHTOP | 168 | 210 | 227 | YES | NO
KEITHLEY | 179 | DMM BENCHTOP | 168 | 210 | 227 | YES | NO
KEITHLEY | 181 | DMM BENCHTOP | 168 | 210 | 227 | YES | NO
KEITHLEY | 191 | DMM BENCHTOP | 168 | 210 | 227 | YES | NO
KEITHLEY | 195 | DMM BENCHTOP | 168 | 210 | 227 | YES | NO
KEITHLEY | 196 | DMM BENCHTOP | 168 | 210 | 227 | YES | NO
KEITHLEY | 197 | DMM BENCHTOP | 168 | 210 | 227 | YES | NO
KEITHLEY | 199 | DMM BENCHTOP | 210 | 263 | 284 | YES | NO
KEITHLEY | 220 | CALIBRATOR DC CURRENT | 252 | 315 | 340 | YES | NO
KEITHLEY | 224 | DC CURRENT SOURCE | 252 | 315 | 340 | YES | NO
KEITHLEY | 225 | CALIBRATOR DC CURRENT | 252 | 315 | 340 | YES | NO
KEITHLEY | 230 | CALIBRATOR DC VOLTS | 252 | 315 | 340 | YES | NO
KEITHLEY | 236 | SOURCE MEASURMENT UNIT | 252 | 315 | 340 | YES | NO
KEITHLEY | 238 | SMU | 252 | 315 | 340 | YES | NO
KEITHLEY | 261 | PICOAMPERE SOURCE | 252 | 315 | NA | NO | NO
KEITHLEY | 480 | DMM PICOAMMETER | 252 | 315 | 340 | YES | NO
KEITHLEY | 485 | DMM PICOAMMETER | 252 | 315 | 340 | YES | NO
KEITHLEY | 487 | DMM PICOAMMETER | 252 | 315 | 340 | YES | NO
KEITHLEY | 580 | RESISTANCE MICRO-OHMMETER | 252 | 315 | 340 | YES | NO
KEITHLEY | 590 | CV ANALYZER | 336 | 420 | NA | NO | NO
KEITHLEY | 614 | ELECTROMETER | 546 | 683 | NA | NO | NO
KEITHLEY | 616 | ELECTROMETER | 546 | 683 | NA | NO | NO
KEITHLEY | 617 | ELECTROMETER | 546 | 683 | NA | NO | NO
KEITHLEY | 740 | TEMP METER THERMOCOUPLE SCANNING | 294 | 368 | 397 | YES | NO
KEITHLEY | 776 | Programmable Counter/Timer | 210 | 263 | NA | NO | NO
KEITHLEY | 870 | TEMP METER THERMOCOUPLE | 168 | 210 | 227 | YES | NO
KEITHLEY | 871 | TEMP METER THERMOCOUPLE | 168 | 210 | 227 | YES | NO
KEITHLEY | 872 | TEMP METER THERMOCOUPLE | 168 | 210 | 227 | YES | NO
KEITHLEY | 2000 | DMM BENCHTOP HIGH ACC | 210 | 263 | 284 | YES | NO | 6.5 DIGITS
KEITHLEY | 2001 | DMM LABORATORY | 336 | 420 | 454 | YES | NO | 7.5 DIGITS
KEITHLEY | 2002 | DMM LABORATORY HIGH ACC | 378 | 473 | 510 | YES | NO | 8.5 DIGITS
KEITHLEY | 2010 | DMM LABORATORY | 336 | 420 | 454 | YES | NO | 7.5 DIGITS
KEITHLEY | 2015 | DMM DISTORTION ANALYZER | 210 | 263 | 284 | YES | NO
KEITHLEY | 2016 | DMM DISTORTION ANALYZER | 210 | 263 | 284 | YES | NO
KEITHLEY | 2100 | DMM BENCHTOP HIGH ACC | 210 | 263 | 284 | YES | NO
KEITHLEY | 2110 | DIGITAL MULTIMETER | 210 | 263 | 284 | YES | NO
KEITHLEY | 2182 | DMM BENCHTOP HIGH ACC | 336 | 420 | 454 | YES | NO
KEITHLEY | 2306 | DC POWER SOURCE ANALYZER | 336 | 420 | 454 | YES | NO
KEITHLEY | 2308 | PORTABLE DEVICE BATTERY/ CHGR SIMULATOR | 336 | 420 | 454 | YES | NO
KEITHLEY | 2400 | SOURCE METER | 252 | 315 | 340 | YES | NO
KEITHLEY | 2401 | SOURCE METER | 252 | 315 | 340 | YES | NO
KEITHLEY | 2410 | SOURCE METER | 252 | 315 | 340 | YES | NO
KEITHLEY | 2420 | SOURCE METER | 252 | 315 | 340 | YES | NO
KEITHLEY | 2425 | SOURCE METER | 252 | 315 | 340 | YES | NO
KEITHLEY | 2430 | SOURCE METER | 252 | 315 | 340 | YES | NO
KEITHLEY | 2440 | SOURCE METER | 252 | 315 | 340 | YES | NO
KEITHLEY | 2450 | SOURCE METER | 252 | 315 | 340 | YES | NO
KEITHLEY | 2460 | SOURCE METER | 252 | 315 | 340 | YES | NO
KEITHLEY | 2461 | SOURCE METER | 252 | 315 | 340 | YES | NO
KEITHLEY | 2510 | TEC SOURCEMETER | 252 | 315 | 340 | YES | NO
KEITHLEY | 2602 | SOURCE METER | 252 | 315 | 340 | YES | NO
KEITHLEY | 2612 | SOURCE METER | 252 | 315 | 340 | YES | NO
KEITHLEY | 2700 | DMM DATA ACQUISITION | 252 | 315 | 340 | YES | NO | 6.5 DIGITS
KEITHLEY | 2750 | DMM DATA ACQUISITION | 252 | 315 | 340 | YES | NO | 6.5 DIGITS
KEITHLEY | 3321 | LCR METER | 336 | 420 | NA | NO | NO
KEITHLEY | 3390 | FUNCTION GENERATOR | 336 | 420 | NA | NO | NO
KEITHLEY | 3706 | DMM DATA ACQUISITION | 252 | 315 | 340 | YES | NO
KEITHLEY | 4200 | SEMICONDUCTOR DEVICE ANALYZER | 756 | 945 | NA | NO | NO
KEITHLEY | 6220 | DC CURRENT SOURCE | 252 | 315 | 340 | YES | NO
KEITHLEY | 6221 | DC / AC CURRENT SOURCE | 252 | 315 | 340 | YES | NO
KEITHLEY | 6430 | SOURCE METER REMOTE | 462 | 578 | 624 | YES | NO
KEITHLEY | 6485 | DMM PICOAMMETER | 252 | 315 | 340 | YES | NO
KEITHLEY | 6514 | ELECTROMETER | 546 | 683 | NA | NO | NO
KEITHLEY | 6517 | ELECTROMETER | 546 | 683 | NA | NO | NO
KEITHLEY | 7001 | DATA ACQUISITION SWITCH SYSTEM | 168 | NA | NA | NO | NO
KEITHLEY | 7402 | TEMP METER SCANNER CARD THERMOCOUPLE | 294 | 368 | 397 | YES | NO | SUBMIT W 740
KEITHLEY | 7510 | SOURCE METER | 252 | 315 | 340 | YES | NO
KEITHLEY | 7706 | ALL-IN-ONE MODULE | 252 | 315 | 340 | YES | NO | SUBMIT W 2700
KEITHLEY | 1000PFD | CAPACITANCE STANDARD | 210 | 263 | NA | NO | NO
KEITHLEY | 130A | DMM HANDHELD | 126 | 158 | 170 | YES | NO
KEITHLEY | 15 PFD | CAPACITANCE STANDARD | 210 | 263 | NA | NO | NO
KEITHLEY | 160B | DMM BENCHTOP | 168 | 210 | 227 | YES | NO
KEITHLEY | 169A | DMM BENCHTOP | 168 | 210 | 227 | YES | NO
KEITHLEY | 172A | DMM BENCHTOP | 168 | 210 | 227 | YES | NO
KEITHLEY | 173A | DMM BENCHTOP | 168 | 210 | 227 | YES | NO
KEITHLEY | 174A | DMM BENCHTOP | 168 | 210 | 227 | YES | NO
KEITHLEY | 175A | DMM BENCHTOP | 168 | 210 | 227 | YES | NO
KEITHLEY | 177A | DMM BENCHTOP | 168 | 210 | 227 | YES | NO
KEITHLEY | 178A | DMM BENCHTOP | 168 | 210 | 227 | YES | NO
KEITHLEY | 179A | DMM BENCHTOP | 168 | 210 | 227 | YES | NO
KEITHLEY | 195A | DMM BENCHTOP | 168 | 210 | 227 | YES | NO
KEITHLEY | 196A | DMM BENCHTOP | 168 | 210 | 227 | YES | NO
KEITHLEY | 197A | DMM BENCHTOP | 168 | 210 | 227 | YES | NO
KEITHLEY | 199A | DMM BENCHTOP | 210 | 263 | 284 | YES | NO
KEITHLEY | 200 PF | CAPACITANCE STANDARD | 210 | 263 | NA | NO | NO
KEITHLEY | 2182A | DMM BENCHTOP HIGH ACC | 336 | 420 | 454 | YES | NO
KEITHLEY | 2220-30-1 | DC POWER SUPPLY PRECISION SOURCE | 336 | 420 | 454 | YES | NO
KEITHLEY | 2230-30-1 | DC POWER SUPPLY PRECISION SOURCE | 336 | 420 | 454 | YES | NO
KEITHLEY | 2230G-30-1 | DC POWER SUPPLY PRECISION SOURCE | 336 | 420 | 454 | YES | NO
KEITHLEY | 2231A-30-3 | DC POWER SUPPLY PRECISION SOURCE | 336 | 420 | 454 | YES | NO
KEITHLEY | 2280S-32-6 | DC POWER SUPPLY | 336 | 420 | 454 | YES | NO
KEITHLEY | 2281S-20-6 | DC POWER SUPPLY PRECISION SOURCE | 336 | 420 | 454 | YES | NO
KEITHLEY | 2304A | DC POWER SUPPLY PRECISION SOURCE | 336 | 420 | 454 | YES | NO
KEITHLEY | 2380-120-60 | DC ELECTRONIC LOAD | 210 | 263 | 284 | YES | NO | Current Accredited up to 20 Amps
KEITHLEY | 2400-C | SOURCE METER | 252 | 315 | 340 | YES | NO
KEITHLEY | 2400-LV | SOURCE METER | 252 | 315 | 340 | YES | NO
KEITHLEY | 2430-C | 1KW PULSE SOURCEMETER | 252 | 315 | 340 | YES | NO
KEITHLEY | 2601A | SOURCE METER | 252 | 315 | 340 | YES | NO
KEITHLEY | 2601B | SOURCEMETER | 252 | 315 | 340 | YES | NO
KEITHLEY | 2602A | SOURCE METER | 252 | 315 | 340 | YES | NO
KEITHLEY | 2602B | SOURCE METER | 252 | 315 | 340 | YES | NO
KEITHLEY | 2611A | SOURCE METER | 252 | 315 | 340 | YES | NO
KEITHLEY | 2611B | SOURCE METER | 252 | 315 | 340 | YES | NO
KEITHLEY | 2612B | SOURCE METER | 252 | 315 | 340 | YES | NO
KEITHLEY | 2636A | SOURCE METER | 462 | 578 | 624 | YES | NO
KEITHLEY | 2651A | HIGH POWER SYSTEM SOURCEMETER | 462 | 578 | 624 | YES | NO
KEITHLEY | 2700/7700 | DMM DATA ACQUISITION | 252 | 315 | 340 | YES | NO | 6.5 DIGITS
KEITHLEY | 2700/7711 | DMM DATA ACQUISITION | 252 | 315 | 340 | YES | NO
KEITHLEY | 3706A | DMM DATA ACQUISITION | 252 | 315 | 340 | YES | NO
KEITHLEY | 4200-SCS | SEMICONDUCTOR TEST SYSTEM | 756 | 945 | NA | NO | NO
KEITHLEY | 5 PFD | CAPACITANCE STANDARD | 210 | 263 | NA | NO | NO
KEITHLEY | 6517A | ELECTROMETER | 546 | 683 | NA | NO | NO
KEITHLEY | 6517B | ELECTROMETER | 546 | 683 | NA | NO | NO
KEITHLEY | 7011-S | MULTIPLEXER CARD | 252 | 315 | 340 | YES | NO
KEITHLEY | 871A | TEMP METER THERMOCOUPLE | 168 | 210 | 227 | YES | NO
KEITHLEY | 872A | TEMP METER THERMOCOUPLE | 168 | 210 | 227 | YES | NO
KEITHLEY | DMM6500 | Digital Multimeter, 6 ½ Digit ,Bench/System | 210 | 263 | 284 | YES | NO
KEITHLEY | DMM7510 | DMM 7.5 DIGITS | 336 | 420 | 454 | YES | NO | Same as Tektronix unit
KEITHLEY | S46 | RF/MICROWAVE SWITCH SYSTEM | 504 | 630 | NA | NO | NO
KEITHLEY | S46L | MICROWAVE SWITCH SYSTEM | 504 | 630 | NA | NO | NO
KEITHLEY | S600 | SEMICONDUCTOR TEST SYSTEM | 0 | 0 | NA | NO | NO | No Capability
KEITHLEY | S630 | SEMICONDUCTOR TEST SYSTEM | 0 | 0 | NA | NO | NO | No Capability
KELE | ST-R3S | BULLET TEMPERATURE SENSOR 10K, TYPE III | 504 | 630 | 680 | YES | NO
KELL STROM | 80613 | PROTRACTOR DIGITAL | 69 | 86 | NA | NO | NO
KELL STROM | AERO-ANGLE | PROTRACTOR DIGITAL | 69 | 86 | NA | NO | NO
KELL STROM | PRO 360 | PROTRACTOR DIGITAL | 69 | 86 | NA | NO | NO
KELLER | LEO2 | PRESSURE GAUGE DIGITAL | 0 | 0 | NA | NO | NO | Price Based on Pressure Range
KENROK | 1 1/8-12 UNF-2B | THREAD PLUG GAUGE GO NOGO | 69 | 86 | NA | NO | NO
KENROK | 1-8 UNC-2B | THREAD PLUG GAUGE GO NOGO | 69 | 86 | NA | NO | NO
KENT-MOORE | BT-33-75D | FORCE GAUGE CABLE TENSIOMETER | 242 | 303 | NA | NO | NO
KENT-MOORE | BT-33-75G | FORCE GAUGE CABLE TENSIOMETER | 242 | 303 | NA | NO | NO
KEPCO | 100-4D | DC POWER SUPPLY | 168 | 210 | 227 | YES | NO
KEPCO | ATE36-30M | DC POWER SUPPLY | 168 | 210 | 227 | YES | NO
KEPCO | BOP 50-2M | DC POWER SUPPLY | 168 | 210 | 227 | YES | NO
KEPCO | MSK10-10M | DC POWER SUPPLY | 168 | 210 | 227 | YES | NO
KEPCO | MSK20-20M | DC POWER SUPPLY | 168 | 210 | 227 | YES | NO
KEPCO | MSK20-5M | DC POWER SUPPLY | 168 | 210 | 227 | YES | NO
KESON | NRS18M200 | RULER TAPE MEASURE | 69 | 86 | NA | NO | NO | 200 FT
KESSLER | VARIOUS | LIQUID IN GLASS THERMOMETER PARTIAL IMMERSION | 168 | 210 | 227 | YES | NO | Only Accept -15C to +90C Range
KESSLER | VARIOUS | LIQUID IN GLASS THERMOMETER TOTAL IMMERSION | 0 | 0 | NA | NO | NO | DO NOT ACCEPT TOTAL IMMERSION
KESTREL | 200 | MICROSCOPE MEASURING | 276 | 345 | NA | NO | NO
KESTREL | 1000 | VANE ANEMOMETER | 207 | 259 | NA | NO | NO
KESTREL | 4000 NV | WEATHER & ENVIRONMENTAL METER | 380 | 475 | NA | NO | NO
KEYENCE | GT2-H12 | DIGITAL CONTACT SENSOR | 276 | 345 | NA | NO | NO
KEYENCE | IM-6225 | IMAGE MEASUREMENT INSTRUMENT | 276 | 345 | NA | NO | NO
KEYENCE | NR-500 | DATALOGGER | 294 | 368 | 397 | YES | NO
KEYENCE | SK-H050 | ELECTROSTATIC SENSOR | 294 | 368 | 397 | YES | NO | MU Meter Volts only
KEYENCE | VHX-1000 | MICROSCOPE | 276 | 345 | NA | NO | NO
KEYENCE | VHX-2000 | MICROSCOPE | 276 | 345 | NA | NO | NO
KEYENCE | VHX-S750E | MICROSCOPE | 276 | 345 | NA | NO | NO
KEYTEK | MZ-15 | ESD SIMULATOR | 336 | 420 | NA | NO | NO
KEYTEK | MZ-15EC | ESD SIMULATOR MINI ZAP | 336 | 420 | NA | NO | NO
KIC | K2 | DATA LOGGER | 294 | 368 | 397 | YES | NO
KIC | X5 | THERMAL DATA LOGGER | 294 | 368 | 397 | YES | NO
KIENE | DT-1300 | FUEL INJECTION NOZZLE TESTER | 69 | 86 | NA | NO | NO | 5000 PSI
KIKUSUI | PAC35-5 | DC POWER SUPPLY | 168 | 210 | 227 | YES | NO
KIKUSUI | PAK35-10 | DC POWER SUPPLY | 168 | 210 | 227 | YES | NO
KIKUSUI | PAK35-10A | DC POWER SUPPLY | 168 | 210 | 227 | YES | NO
KIKUSUI | PAS80-9 | DC POWER SUPPLY | 168 | 210 | 227 | YES | NO
KIKUSUI | PBZ20-20A | BIPOLAR POWER SUPPLY | 168 | 210 | 227 | YES | NO
KIKUSUI | PLZ1004W | DC ELECTRONIC LOAD | 210 | 263 | 284 | YES | NO | Current Accredited up to 20 Amps
KIKUSUI | PLZ1205W | DC ELECTRONIC LOAD | 210 | 263 | 284 | YES | NO | Current Accredited up to 20 Amps
KIKUSUI | PLZ150U | DC ELECTRONIC LOAD | 210 | 263 | 284 | YES | NO | Current Accredited up to 20 Amps
KIKUSUI | PLZ150W | DC ELECTRONIC LOAD | 210 | 263 | 284 | YES | NO | Current Accredited up to 20 Amps
KIKUSUI | PLZ150WA | DC ELECTRONIC LOAD | 210 | 263 | 284 | YES | NO | Current Accredited up to 20 Amps
KIKUSUI | PLZ152W | DC ELECTRONIC LOAD | 210 | 263 | 284 | YES | NO | Current Accredited up to 20 Amps
KIKUSUI | PLZ152WA | DC ELECTRONIC LOAD | 210 | 263 | 284 | YES | NO | Current Accredited up to 20 Amps
KIKUSUI | PLZ153W | DC ELECTRONIC LOAD | 210 | 263 | 284 | YES | NO | Current Accredited up to 20 Amps
KIKUSUI | PLZ164W | ELECTRONIC LOAD | 210 | 263 | 284 | YES | NO | Current Accredited up to 20 Amps
KIKUSUI | PLZ164WA | DC ELECTRONIC LOAD | 210 | 263 | 284 | YES | NO | Current Accredited up to 20 Amps
KIKUSUI | PLZ164WL | DC ELECTRONIC LOAD | 210 | 263 | 284 | YES | NO | Current Accredited up to 20 Amps
KIKUSUI | PLZ303W | DC ELECTRONIC LOAD | 210 | 263 | 284 | YES | NO | Current Accredited up to 20 Amps
KIKUSUI | PLZ-30F | MAINFRAME, 3 SLOT | 168 | NA | NA | NO | NO | MAINFRAME LVL 4 ONLY. Modules Priced Each
KIKUSUI | PLZ334WL | ELECTRONIC LOAD | 210 | 263 | 284 | YES | NO | Current Accredited up to 20 Amps
KIKUSUI | PLZ-50F | LOAD MAINFRAME | 168 | NA | NA | NO | NO | MAINFRAME LVL 4 ONLY. Modules Priced Each
KIKUSUI | PLZ603W | DC ELECTRONIC LOAD | 210 | 263 | 284 | YES | NO | Current Accredited up to 20 Amps
KIKUSUI | PLZ664WA | DC ELECTRONIC LOAD | 210 | 263 | 284 | YES | NO | Current Accredited up to 20 Amps
KIKUSUI | PLZ70UA | ELECTRONIC LOAD | 210 | 263 | 284 | YES | NO | Current Accredited up to 20 Amps
KIKUSUI | PMC18-2 | DC POWER SUPPLY | 168 | 210 | 227 | YES | NO
KIKUSUI | PMX70-1A | DC POWER SUPPLY | 168 | 210 | 227 | YES | NO
KIKUSUI | PWR801ML | DC POWER SUPPLY | 185 | 231 | 250 | YES | NO
KIKUSUI | TOS 8750 | VOLTAGE TESTER | 252 | 315 | 340 | YES | NO
KIKUSUI | TOS7200 | MEGOHMMETER | 252 | 315 | 340 | YES | NO
KILOTECH | KPC 5000-05 | SCALE | 124 | 155 | NA | NO | NO | 5 KG
KILTER | SE-02 | CLAMP METER | 126 | 158 | 170 | YES | NO
KINEX | SA-1000 | PRESSURE GAGE | 69 | 86 | NA | NO | NO
KINEX CAP-RITE | CR-1 | MANUAL CAPPER | 69 | 86 | 93 | YES | NO
KINGSHIP | GRC-15 | SCALE | 124 | 155 | NA | NO | NO | 15 KG
KINGSHIP | GRC-3 | SCALE | 124 | 155 | NA | NO | NO | 3 KG
KINGSHIP | GRC-30 | SCALE | 124 | 155 | NA | NO | NO | 30 KG
KINGSHIP | GRC-6 | SCALE | 124 | 155 | NA | NO | NO | 6 KG
KISTLER | 8702B100M1 | ACCELEROMETER | 154 | 193 | NA | NO | NO | DATA ONLY. Sens @ 100Hz
KISTLER | 8704B100 | ICP ACCELEROMETER | 154 | 193 | NA | NO | NO | DATA ONLY. Sens @ 100Hz
KISTLER | 8786A5 | ACCELEROMETER | 154 | 193 | NA | NO | NO | DATA ONLY. Sens @ 100Hz
KLA TENCOR | 2.79 | RESISTOR STANDARD 4 PT PROBE | 126 | 158 | NA | NO | NO | DATA ONLY
KLA TENCOR | 279 | RESISTOR STANDARD 4 PT PROBE | 126 | 158 | NA | NO | NO | DATA ONLY
KLA TENCOR | 27.9K | RESISTOR STANDARD 4 PT PROBE | 126 | 158 | NA | NO | NO | DATA ONLY
KLA TENCOR | KLA2.79 | RESISTOR STANDARD 4 PT PROBE | 126 | 158 | NA | NO | NO | DATA ONLY
KLA TENCOR | KLA27.9K | RESISTOR STANDARD 4 PT PROBE | 126 | 158 | NA | NO | NO | DATA ONLY
KLA TENCOR | KLA279 | RESISTOR STANDARD 4 PT PROBE | 126 | 158 | NA | NO | NO | DATA ONLY
KLEIN TOOLS | 57000 | TORQUE WRENCH | 69 | 86 | 93 | YES | NO | Check Range. Accredited ONLY Up to 250 FtLbs
KLEIN TOOLS | 57010 | TORQUE WRENCH | 69 | 86 | 93 | YES | NO | Check Range. Accredited ONLY Up to 250 FtLbs
KLEIN TOOLS | 57035 | TORQUE DRIVER | 69 | 86 | 93 | YES | NO | Check Range. Accredited ONLY Up to 250 FtLbs
KLEIN TOOLS | 1799439 | TORQUE DRIVER | 69 | 86 | 93 | YES | NO | Check Range. Accredited ONLY Up to 250 FtLbs
KLEIN TOOLS | CL110 | DIGITAL CLAMP METER | 126 | 158 | 170 | YES | NO
KLEIN TOOLS | CL200 | CLAMP METER | 126 | 158 | 170 | YES | NO
KLEIN TOOLS | CL2000 | CLAMP METER | 126 | 158 | 170 | YES | NO
KLEIN TOOLS | CL380 | DIGITAL CLAMP METER | 126 | 158 | 170 | YES | NO
KLEIN TOOLS | CL600 | CLAMP METER | 126 | 158 | 170 | YES | NO
KLEIN TOOLS | CL900 | CLAMP METER | 126 | 158 | 170 | YES | NO
KLEIN TOOLS | ET200 | VOLTAGE CONTINUITY TESTER | 126 | 158 | 170 | YES | NO
KLEIN TOOLS | ET600 | MEGOHMMETER | 168 | 210 | 227 | YES | NO
KLEIN TOOLS | IR1000 | IR THERMOMETER | 168 | 210 | NA | NO | NO
KLEIN TOOLS | MM100 | MANUAL RANGING MULTIMETER | 126 | 158 | 170 | YES | NO
KLEIN TOOLS | MM1000 | MULTIMETER | 126 | 158 | 170 | YES | NO
KLEIN TOOLS | MM200 | MULTIMETER | 126 | 158 | 170 | YES | NO
KLEIN TOOLS | MM300 | MULTIMETER | 126 | 158 | 170 | YES | NO
KLEIN TOOLS | MM325 | DIGITAL MULTIMETER | 126 | 158 | 170 | YES | NO
KLEIN TOOLS | MM400 | DMM HANDHELD | 126 | 158 | 170 | YES | NO
KLEIN TOOLS | MM500 | DMM HANDHELD | 126 | 158 | 170 | YES | NO
KLEIN TOOLS | MM600 | DMM HANDHELD | 126 | 158 | 170 | YES | NO
KLEIN TOOLS | MM700 | MULTIMETER | 126 | 158 | 170 | YES | NO
KLEIN TOOLS | MM720 | TRUE RMS MULTIMETER | 126 | 158 | 170 | YES | NO
KLEIN TOOLS | NCVT-4IR | VOLTAGE TESTER | 168 | 210 | NA | NO | NO
KLEIN TOOLS | VDV501-090 | TDR CABLE TESTER | 336 | 420 | NA | NO | NO
KNIGHT | K-250 | MULTIMETER | 126 | 158 | 170 | YES | NO
KNIGHT FURNACE | KMTG-18 | OVEN HIGH TEMP FURNACE | 462 | 578 | NA | NO | NO | UP TO +2000F
KNIPEX | 1242195 | CRIMPER | 69 | 86 | NA | NO | NO
KOBALT | 148611 | TORQUE WRENCH | 69 | 86 | 93 | YES | NO | Check Range. Accredited ONLY Up to 250 FtLbs
KOBALT | 293883 | CALIPER | 69 | 86 | 93 | YES | NO | 6 INCH
KOBALT | 337333 | TORQUE WRENCH | 69 | 86 | 93 | YES | NO | Check Range. Accredited ONLY Up to 250 FtLbs
KOBALT | CALIPER | CALIPER | 69 | 86 | 93 | YES | NO
KOH YOUNG | KY8030 | SPI MACHINE | 168 | 210 | NA | NO | NO
KOH YOUNG | KY8030-2 | SPI MACHINE | 168 | 210 | NA | NO | NO
KOH YOUNG | ZENITH LITE | AOI MACHINE | 168 | 210 | NA | NO | NO
KOLVER | ACC2220 | TORQUE SCREWDRIVER | 69 | 86 | 93 | YES | NO | Check Range. Accredited ONLY Up to 250 FtLbs
KOLVER | K5 | TORQUE TESTER | 138 | 173 | NA | NO | NO
KOLVER | KDS-PL6 | TORQUE DRIVER | 69 | 86 | 93 | YES | NO
KOLVER | MINI K-20/AC | TORQUE CALIBRATOR | 138 | 173 | NA | NO | NO
KOMPRO | WSL225 | RULER TAPE MEASURE | 69 | 86 | NA | NO | NO
KORAD | KA3305D | POWER SUPPLY | 168 | 210 | 227 | YES | NO
KORAD | KD3005D | DC POWER SUPPLY | 168 | 210 | 227 | YES | NO
KOREA | 1/2-13 UNC-2B | THREAD PLUG GAUGE GO NOGO | 69 | 86 | NA | NO | NO
KOREA | 1/2-20 UNF-2B | THREAD PLUG GAUGE GO NOGO | 69 | 86 | NA | NO | NO
KOREA | 4-40 UNC-2A | THREAD RING GAUGE GO NOGO | 69 | 86 | NA | NO | NO
KOREA | 5/8-11 UNC-2B | THREAD PLUG GAUGE GO NOGO | 69 | 86 | NA | NO | NO
KOREA | 5/8-18 UNF-2B | THREAD PLUG GAUGE GO NOGO | 69 | 86 | NA | NO | NO
KOREA | 6-32 UNC-2A | THREAD RING GAUGE GO NOGO | 69 | 86 | NA | NO | NO
KRAUTKRAMER | DM4E | THICKNESS GAUGE ULTRASONIC | 173 | 216 | NA | NO | NO
KRAUTKRAMER | MIC 10 | HARDNESS TESTER | 117 | 146 | NA | NO | NO
KRESTEL | 200 | DYNASCOPE VISION | 276 | 345 | NA | NO | NO
KROHN-HITE | 523 | CALIBRATOR DC VOLTS | 420 | 525 | 567 | YES | NO
KROHN-HITE | 526 | PRECISION DC SOURCE/CALIBRATOR | 420 | 525 | 567 | YES | NO
KROHN-HITE | 3944 | FILTER BAND PASS TUNABLE | 336 | 420 | NA | NO | NO
KROHN-HITE | 3988 | FILTER BAND PASS TUNABLE | 336 | 420 | NA | NO | NO
KROHN-HITE | 7500 | AMPLIFIER LOW FREQUENCY | 252 | 315 | 340 | YES | NO | MU Vin & Vout Only. Gain Not Accred.
KROHN-HITE | 4400A | AUDIO OSCILLATOR LOW DISTORTION | 420 | 525 | 567 | YES | NO | Accred ACV. THD Not Accred.
KROHN-HITE | 4402B | AUDIO OSCILLATOR LOW DISTORTION | 420 | 525 | 567 | YES | NO | Accred ACV. THD Not Accred.
KROHN-HITE | 7602M | AMPLIFIER LOW FREQUENCY | 252 | 315 | 340 | YES | NO | MU Vin & Vout Only. Gain Not Accred.
KURT | 0-1" | INDICATOR DIAL | 69 | 86 | NA | NO | NO | 1 INCH
KWIK-CHEK | 20 | HOLE GAUGE | 69 | 86 | NA | NO | NO
KYORITSU | KEW SNAP 2002PA | DIGITAL CLAMP METER | 126 | 158 | 170 | YES | NO
L&L | EL2436 | KILN OVEN | 462 | 578 | 624 | YES | NO
L.A.B EQUIPMENT | VALIDATOR | BOX COMPRESSION TESTER | 138 | 173 | NA | NO | NO
LA CROSSE TECH | 513-1417ALV4 | ATOMIC CLOCK | 242 | 303 | NA | NO | NO
LAB LINE INSTRUMENTS | 3499M-3 | OVEN | 378 | 473 | 510 | YES | NO | Accredited Up to +400oC
LAB LINE INSTRUMENTS | Imperial IV Ultraclean 100 | OVEN | 378 | 473 | 510 | YES | NO | Accredited Up to +400oC
LAB SAFETY SUPPLY | 49G970 | Conductivity Tester | 138 | 173 | NA | NO | NO
LAERDAL | KID 2590 | PRESSURE GAUGE REGULATOR | 69 | 86 | NA | NO | NO
LAKE DIGITAL | CT-PA | CURRENT TRANSFORMER TEST SET | 378 | 473 | NA | NO | NO
LAKESHORE | 120 | CURRENT SOURCE | 252 | 315 | 340 | YES | NO
LAKESHORE | 218 | TEMP METER DATALOGGER | 420 | 525 | 567 | YES | NO
LAKESHORE | 410 | GAUSSMETER | 168 | 210 | NA | NO | NO
LAMAR TECHNOLOGIES | BETA D-50 | BATTERY ANALYZER | 252 | 315 | 340 | YES | NO
LANSEEKER | TP500 | CABLE TESTER | 168 | NA | NA | NO | NO
LANSMONT | 6000 | VIBRATION TABLE SYSTEM | 504 | 630 | NA | NO | NO
LANSMONT | 103570-3-B | DATA ACQUISITION & ANALYSIS SYSTEM | 294 | 368 | NA | NO | NO
LANSMONT | 103570-4-B | DATA ACQUISITION & ANALYSIS SYSTEM | 294 | 368 | NA | NO | NO
LANSMONT | 6000H | Vibration Test System | 504 | 630 | NA | NO | NO
LASCAR | EL-USB-1 | DATALOGGER TEMP THERMOCOUPLE | 294 | 368 | 397 | YES | NO
LASCAR | EL-USB-2 | HUMIDITY TEMP DATALOGGER | 242 | 303 | NA | NO | NO
LASCAR | EL-USB-2+ | TEMP/RH DATA LOGGER | 242 | 303 | NA | NO | NO
LASCAR | EL-USB-2-LCD+ | HUMIDITY TEMP DATALOGGER | 242 | 303 | NA | NO | NO
LASCAR | EL-USB-3 | DATALOGGER USB VOLTAGE | 294 | 368 | 397 | YES | NO
LASCAR | EL-USB-4 | DATALOGGER USB 4-20 mA | 294 | 368 | 397 | YES | NO
LASCAR | EL-USB-TC | DATALOGGER TEMP THERMOCOUPLE | 294 | 368 | 397 | YES | NO
LASERMARK | ILM-XTF034K63511 | LEVEL LASER | 69 | 86 | NA | NO | NO
LEADER | 2100R | OSCILLOSCOPE BENCHTOP | 252 | 315 | 340 | YES | NO | 0.10 GHZ
LEADER | LBO-325 | OSCILLOSCOPE BENCHTOP | 252 | 315 | 340 | YES | NO | 0.06 GHZ
LEADER | LCD100 | OSCILLOSCOPE SCOPEMETER | 336 | 420 | 454 | YES | NO | 0.00002 GHZ
LEADER | LCR-745 | LCR METER | 252 | 315 | NA | NO | NO
LEADER | LDC-822 | FREQ COUNTER | 210 | 263 | NA | NO | NO
LEADER | LDC823S | FREQ COUNTER | 210 | 263 | NA | NO | NO
LEADER | LDM-171 | AUDIO ANALYZER | 378 | 473 | 510 | YES | NO | Accred AC/DC Volts. THD Not Accred.
LEADER | LF826 | FREQ COUNTER | 210 | 263 | NA | NO | NO
LEADER | LFG-1300S | FUNCTION GENERATOR | 210 | 263 | NA | NO | NO
LEADER | LPS 151 | DC TRACKING POWER SUPPLY | 168 | 210 | 227 | YES | NO
LEADER | LS1020 | OSCILLOSCOPE BENCHTOP | 252 | 315 | 340 | YES | NO | 0.02 GHZ
LECROY | 224 | OSCILLOSCOPE PORTABLE | 252 | 315 | 340 | YES | NO | 0.20 GHZ
LECROY | 234 | OSCILLOSCOPE PORTABLE | 252 | 315 | 340 | YES | NO | 0.30 GHZ
LECROY | 960 | OSCILLOSCOPE | 504 | 630 | NA | NO | NO | 04.0 GHZ
LECROY | 4002 | SPARQ S-PARAMETER TESTER | 0 | 0 | NA | NO | NO | OEM Cal Only
LECROY | 6100 | OSCILLOSCOPE | 420 | 525 | 567 | YES | NO | 01.0 GHZ
LECROY | 9109 | FUNCTION GENERATOR | 336 | 420 | NA | NO | NO
LECROY | 9361 | OSCILLOSCOPE BENCHTOP | 252 | 315 | 340 | YES | NO | 0.30 GHZ
LECROY | 9362 | OSCILLOSCOPE BENCHTOP | 462 | 578 | NA | NO | NO | 01.5 GHZ
LECROY | 9420 | OSCILLOSCOPE BENCHTOP | 252 | 315 | 340 | YES | NO | 0.35 GHZ
LECROY | 9424 | OSCILLOSCOPE BENCHTOP | 252 | 315 | 340 | YES | NO | 0.35 GHZ
LECROY | 104MXI | OSCILLOSCOPE BENCHTOP | 420 | 525 | 567 | YES | NO | 01.0 GHZ
LECROY | 104Xi | OSCILLOSCOPE BENCHTOP | 420 | 525 | 567 | YES | NO | 01.0 GHZ
LECROY | 204Xi | OSCILLOSCOPE BENCHTOP | 462 | 578 | NA | NO | NO | 02.0 GHZ
LECROY | 3002E | SPARQ S-PARAMETER TESTER | 0 | 0 | NA | NO | NO | OEM Cal Only
LECROY | 3002M | SPARQ S-PARAMETER TESTER | 0 | 0 | NA | NO | NO | OEM Cal Only
LECROY | 3004E | SPARQ S-PARAMETER TESTER | 0 | 0 | NA | NO | NO | OEM Cal Only
LECROY | 3008E | SPARQ S-PARAMETER TESTER | 0 | 0 | NA | NO | NO | OEM Cal Only
LECROY | 3012E | SPARQ S-PARAMETER TESTER | 0 | 0 | NA | NO | NO | OEM Cal Only
LECROY | 4002M | SPARQ S-PARAMETER TESTER | 0 | 0 | NA | NO | NO | OEM Cal Only
LECROY | 64MXS-B | OSCILLOSCOPE BENCHTOP | 420 | 525 | 567 | YES | NO | 0.60 GHZ
LECROY | 9210 WITH 9211 | PULSE GENERATOR | 336 | 420 | NA | NO | NO
LECROY | 9310L | OSCILLOSCOPE BENCHTOP | 252 | 315 | 340 | YES | NO | 0.30 GHZ
LECROY | 9314A | OSCILLOSCOPE BENCHTOP | 252 | 315 | 340 | YES | NO | 0.40 GHZ
LECROY | 9314AL | OSCILLOSCOPE BENCHTOP | 252 | 315 | 340 | YES | NO | 0.40 GHZ
LECROY | 9314M | OSCILLOSCOPE BENCHTOP | 252 | 315 | 340 | YES | NO | 0.40 GHZ
LECROY | 9354A | OSCILLOSCOPE BENCHTOP | 252 | 315 | 340 | YES | NO | 0.50 GHZ
LECROY | 9354AL | OSCILLOSCOPE BENCHTOP | 252 | 315 | 340 | YES | NO | 0.50 GHZ
LECROY | 9354L | OSCILLOSCOPE BENCHTOP | 252 | 315 | 340 | YES | NO | 0.50 GHZ
LECROY | 9354M | OSCILLOSCOPE BENCHTOP | 252 | 315 | 340 | YES | NO | 0.50 GHZ
LECROY | 9361C | OSCILLOSCOPE BENCHTOP | 252 | 315 | 340 | YES | NO | 0.30 GHZ
LECROY | 9374L | OSCILLOSCOPE BENCHTOP | 420 | 525 | 567 | YES | NO | 01.0 GHZ
LECROY | ADP305 | HIGH VOLTAGE DIFFERENTIAL PROBE | 210 | 263 | NA | NO | NO
LECROY | AP015 | PROBE OSCILLOSCOPE CURRENT | 168 | 210 | NA | NO | NO
LECROY | AP031 | DIFFERENTIAL PROBE | 168 | 210 | NA | NO | NO
LECROY | AP033 | PROBE OSCILLOSCOPE | 168 | 210 | NA | NO | NO
LECROY | AP034 | PROBE OSCILLOSCOPE | 168 | 210 | NA | NO | NO
LECROY | CP030 | PROBE OSCILLOSCOPE CURRENT | 168 | 210 | NA | NO | NO
LECROY | CP030A | PROBE OSCILLOSCOPE CURRENT | 168 | 210 | NA | NO | NO
LECROY | CP031 | PROBE OSCILLOSCOPE CURRENT | 168 | 210 | NA | NO | NO
LECROY | CP150 | PROBE OSCILLOSCOPE CURRENT | 168 | 210 | NA | NO | NO
LECROY | CP500 | PROBE OSCILLOSCOPE CURRENT | 168 | 210 | NA | NO | NO
LECROY | D1305 | PROBE OSCILLOSCOPE DIFF | 168 | 210 | NA | NO | NO | 13.0 GHZ
LECROY | D310 | PROBE OSCILLOSCOPE DIFF | 168 | 210 | NA | NO | NO | 3.50 GHZ
LECROY | HDO4104 | OSCILLOSCOPE BENCHTOP | 420 | 525 | 567 | YES | NO | 01.0 GHZ
LECROY | HDO6034 | OSCILLOSCOPE BENCHTOP | 252 | 315 | 340 | YES | NO | 0.35 GHZ
LECROY | HDO6034A | OSCILLOSCOPE BENCHTOP | 252 | 315 | 340 | YES | NO | 0.35 GHZ
LECROY | HDO6034B | OSCILLOSCOPE BENCHTOP | 252 | 315 | 340 | YES | NO | 0.35 GHZ
LECROY | HDO6054 | OSCILLOSCOPE BENCHTOP | 252 | 315 | 340 | YES | NO | 0.50 GHZ
LECROY | HDO6054A | OSCILLOSCOPE BENCHTOP | 252 | 315 | 340 | YES | NO | 0.50 GHZ
LECROY | HDO6054B | OSCILLOSCOPE BENCHTOP | 252 | 315 | 340 | YES | NO | 0.50 GHZ
LECROY | HDO6104 | OSCILLOSCOPE BENCHTOP | 420 | 525 | 567 | YES | NO | 01.0 GHZ
LECROY | HDO8038A | OSCILLOSCOPE BENCHTOP | 252 | 315 | 340 | YES | NO | 0.35 GHZ
LECROY | HDO8058A | OSCILLOSCOPE BENCHTOP | 252 | 315 | 340 | YES | NO | 0.50 GHZ
LECROY | HDO8108A | OSCILLOSCOPE BENCHTOP | 420 | 525 | 567 | YES | NO | 01.0 GHZ
LECROY | HDO9104 | OSCILLOSCOPE BENCHTOP | 420 | 525 | 567 | YES | NO | 01.0 GHZ
LECROY | HDO9104-MS | OSCILLOSCOPE BENCHTOP | 420 | 525 | 567 | YES | NO | 01.0 GHZ
LECROY | HDO9204 | OSCILLOSCOPE BENCHTOP | 462 | 578 | NA | NO | NO | 02.0 GHZ
LECROY | HDO9204-MS | OSCILLOSCOPE BENCHTOP | 462 | 578 | NA | NO | NO | 02.0 GHZ
LECROY | HDO9304 | OSCILLOSCOPE BENCHTOP | 462 | 578 | NA | NO | NO | 03.0 GHZ
LECROY | HDO9304-MS | OSCILLOSCOPE BENCHTOP | 462 | 578 | NA | NO | NO | 03.0 GHZ
LECROY | HDO9404 | OSCILLOSCOPE BENCHTOP | 504 | 630 | NA | NO | NO | 04.0 GHZ
LECROY | HDO9404-MS | OSCILLOSCOPE BENCHTOP | 504 | 630 | NA | NO | NO | 04.0 GHZ
LECROY | HFP1500 | PROBE OSCILLOSCOPE | 126 | 158 | 170 | YES | NO
LECROY | HFP2500 | PROBE OSCILLOSCOPE | 168 | 210 | NA | NO | NO
LECROY | HRO 64Zi | OSCILLOSCOPE BENCHTOP | 252 | 315 | 340 | YES | NO | 0.40 GHZ
LECROY | HRO 66Zi | OSCILLOSCOPE BENCHTOP | 420 | 525 | 567 | YES | NO | 0.60 GHZ
LECROY | HVD3106 | PROBE DIFFERENTIAL | 168 | 210 | 227 | YES | NO
LECROY | LC334AL | OSCILLOSCOPE BENCHTOP | 252 | 315 | 340 | YES | NO | 0.50 GHZ
LECROY | LC354AL | OSCILLOSCOPE BENCHTOP | 252 | 315 | 340 | YES | NO | 0.50 GHZ
LECROY | LC534 | OSCILLOSCOPE BENCHTOP | 420 | 525 | 567 | YES | NO | 01.0 GHZ
LECROY | LC534A | OSCILLOSCOPE BENCHTOP | 420 | 525 | 567 | YES | NO | 01.0 GHZ
LECROY | LC548AM | OSCILLOSCOPE BENCHTOP | 420 | 525 | 567 | YES | NO | 01.0 GHZ
LECROY | LC574A | OSCILLOSCOPE | 420 | 525 | 567 | YES | NO | 01.0 GHZ
LECROY | LC574AL | OSCILLOSCOPE BENCHTOP | 420 | 525 | 567 | YES | NO | 01.0 GHZ
LECROY | LC584A | OSCILLOSCOPE BENCHTOP | 420 | 525 | 567 | YES | NO | 01.0 GHZ
LECROY | LC584AM | OSCILLOSCOPE BENCHTOP | 420 | 525 | 567 | YES | NO | 01.0 GHZ
LECROY | LC684DXL | OSCILLOSCOPE BENCHTOP | 462 | 578 | NA | NO | NO | 01.5 GHZ
LECROY | LT264 | OSCILLOSCOPE BENCHTOP | 252 | 315 | 340 | YES | NO | 0.35 GHZ
LECROY | LT342 | OSCILLOSCOPE BENCHTOP | 252 | 315 | 340 | YES | NO | 0.50 GHZ
LECROY | LT342L | OSCILLOSCOPE BENCHTOP | 252 | 315 | 340 | YES | NO | 0.50 GHZ
LECROY | LT344 | OSCILLOSCOPE BENCHTOP | 252 | 315 | 340 | YES | NO | 0.50 GHZ
LECROY | LT344L | OSCILLOSCOPE BENCHTOP | 252 | 315 | 340 | YES | NO | 0.50 GHZ
LECROY | LT354 | OSCILLOSCOPE BENCHTOP | 252 | 315 | 340 | YES | NO | 0.50 GHZ
LECROY | LT364 | OSCILLOSCOPE BENCHTOP | 252 | 315 | 340 | YES | NO | 0.50 GHZ
LECROY | LW420 | FUNCTION GENERATOR | 336 | 420 | NA | NO | NO
LECROY | MS-250 | DIGITIZER OPTION | 0 | 0 | NA | NO | NO | NCR
LECROY | MS-500 | DIGITIZER OPTION | 0 | 0 | NA | NO | NO | NCR
LECROY | PP023 | OSCILLOSCOPE PROBE | 126 | 158 | 170 | YES | NO
LECROY | PP026 | OSCILLOSCOPE PROBE | 126 | 158 | 170 | YES | NO
LECROY | PPE4KV | PROBE OSCILLOSCOPE HIGH VOLT | 210 | 263 | NA | NO | NO
LECROY | RP4030 | Power/Voltage Rail Probe,4 GHz | 210 | 263 | NA | NO | NO
LECROY | SDA3010 | OSCILLOSCOPE SERIAL DATA ANALYZER | 462 | 578 | NA | NO | NO | 03.0 GHZ
LECROY | SDA6000A | OSCILLOSCOPE SERIAL DATA ANALYZER | 504 | 630 | NA | NO | NO | 06.0 GHZ
LECROY | ST20 | OSCILLOSCOPE PLUGIN SAMPLING | 420 | 525 | NA | NO | NO | 20.0 GHZ
LECROY | T3DSO1104 | DIGITAL STORAGE OSCILLOSCOPE | 252 | 315 | 340 | YES | NO | 0.50 GHZ
LECROY | T3PS13206 | PROGRAMMABLE POWER SUPPLY | 185 | 231 | 250 | YES | NO
LECROY | T3PS13206P | PROGRAMMABLE POWER SUPPLY | 185 | 231 | 250 | YES | NO
LECROY | T3PS30051P | DC POWER SUPPLY | 185 | 231 | 250 | YES | NO
LECROY | WAVEACE 2034 | OSCILLOSCOPE BENCHTOP | 252 | 315 | 340 | YES | NO | 0.30 GHZ
LECROY | WAVEJET 312 | OSCILLOSCOPE BENCHTOP | 252 | 315 | 340 | YES | NO | 0.10 GHZ
LECROY | WAVEJET 314 | OSCILLOSCOPE BENCHTOP | 252 | 315 | 340 | YES | NO | 0.10 GHZ
LECROY | WAVEJET 322 | OSCILLOSCOPE BENCHTOP | 252 | 315 | 340 | YES | NO | 0.20 GHZ
LECROY | WAVEJET 324 | OSCILLOSCOPE BENCHTOP | 252 | 315 | 340 | YES | NO | 0.20 GHZ
LECROY | WAVEJET 332 | OSCILLOSCOPE BENCHTOP | 252 | 315 | 340 | YES | NO | 0.35 GHZ
LECROY | WAVEJET 334 | OSCILLOSCOPE BENCHTOP | 252 | 315 | 340 | YES | NO | 0.35 GHZ
LECROY | WAVEJET 352 | OSCILLOSCOPE BENCHTOP | 252 | 315 | 340 | YES | NO | 0.50 GHZ
LECROY | WAVEJET 354 | OSCILLOSCOPE BENCHTOP | 252 | 315 | 340 | YES | NO | 0.50 GHZ
LECROY | WAVEMASTER 813Zi-B | OSCILLOSCOPE SERIAL DATA ANALYZER | 630 | 788 | NA | NO | NO | 13.0 GHZ
LECROY | WAVEMASTER 820Zi-A DDA | OSCILLOSCOPE SERIAL DATA ANALYZER | 630 | 788 | NA | NO | NO | 20.0 GHZ
LECROY | WAVEMASTER 820Zi-A SDA | OSCILLOSCOPE SERIAL DATA ANALYZER | 630 | 788 | NA | NO | NO | 20.0 GHZ
LECROY | WAVEPRO 254HD | OSCILLOSCOPE BENCHTOP | 462 | 578 | NA | NO | NO | 02.5 GHZ
LECROY | WAVEPRO 404HD | OSCILLOSCOPE BENCHTOP | 504 | 630 | NA | NO | NO | 04.0 GHZ
LECROY | WAVEPRO 604HD | OSCILLOSCOPE BENCHTOP | 504 | 630 | NA | NO | NO | 06.0 GHZ
LECROY | WAVEPRO 7000 | OSCILLOSCOPE BENCHTOP | 420 | 525 | 567 | YES | NO | 01.0 GHZ
LECROY | WAVEPRO 7100 | OSCILLOSCOPE BENCHTOP | 420 | 525 | 567 | YES | NO | 01.0 GHZ
LECROY | WAVEPRO 7200 | OSCILLOSCOPE BENCHTOP | 462 | 578 | NA | NO | NO | 02.0 GHZ
LECROY | WAVEPRO 7300 | OSCILLOSCOPE BENCHTOP | 462 | 578 | NA | NO | NO | 03.0 GHZ
LECROY | WAVEPRO 804HD | OSCILLOSCOPE BENCHTOP | 588 | 735 | NA | NO | NO | 08.0 GHZ
LECROY | WAVEPRO 950 | OSCILLOSCOPE BENCHTOP | 252 | 315 | 340 | YES | NO | 0.50 GHZ
LECROY | WAVEPRO 960 | OSCILLOSCOPE BENCHTOP | 462 | 578 | NA | NO | NO | 02.0 GHZ
LECROY | WAVEPRO DDA 735ZI | OSCILLOSCOPE BENCHTOP | 504 | 630 | NA | NO | NO | 03.5 GHZ
LECROY | WAVEPRO SDA 735ZI | OSCILLOSCOPE BENCHTOP | 504 | 630 | NA | NO | NO | 03.5 GHZ
LECROY | WAVERUNNER 104MXi | OSCILLOSCOPE BENCHTOP | 420 | 525 | 567 | YES | NO | 01.0 GHZ
LECROY | WAVERUNNER 104Xi | OSCILLOSCOPE BENCHTOP | 420 | 525 | 567 | YES | NO | 01.0 GHZ
LECROY | WAVERUNNER 204MXi | OSCILLOSCOPE BENCHTOP | 462 | 578 | NA | NO | NO | 02.0 GHZ
LECROY | WAVERUNNER 204Xi | OSCILLOSCOPE BENCHTOP | 462 | 578 | NA | NO | NO | 02.0 GHZ
LECROY | WAVERUNNER 44MXi | OSCILLOSCOPE BENCHTOP | 252 | 315 | 340 | YES | NO | 0.40 GHZ
LECROY | WAVERUNNER 44MXS-B | OSCILLOSCOPE BENCHTOP | 252 | 315 | 340 | YES | NO | 0.40 GHZ
LECROY | WAVERUNNER 44Xi | OSCILLOSCOPE BENCHTOP | 252 | 315 | 340 | YES | NO | 0.40 GHZ
LECROY | WAVERUNNER 6030 | OSCILLOSCOPE BENCHTOP | 252 | 315 | 340 | YES | NO | 0.35 GHZ
LECROY | WAVERUNNER 6030A | OSCILLOSCOPE BENCHTOP | 252 | 315 | 340 | YES | NO | 0.35 GHZ
LECROY | WAVERUNNER 604ZI | OSCILLOSCOPE BENCHTOP | 252 | 315 | 340 | YES | NO | 0.40 GHZ
LECROY | WAVERUNNER 6050 | OSCILLOSCOPE BENCHTOP | 252 | 315 | 340 | YES | NO | 0.50 GHZ
LECROY | WAVERUNNER 6050A | OSCILLOSCOPE BENCHTOP | 252 | 315 | 340 | YES | NO | 0.50 GHZ
LECROY | WAVERUNNER 6051 | OSCILLOSCOPE BENCHTOP | 252 | 315 | 340 | YES | NO | 0.50 GHZ
LECROY | WAVERUNNER 6051A | OSCILLOSCOPE BENCHTOP | 252 | 315 | 340 | YES | NO | 0.50 GHZ
LECROY | WAVERUNNER 606ZI | OSCILLOSCOPE BENCHTOP | 420 | 525 | 567 | YES | NO | 0.60 GHZ
LECROY | WAVERUNNER 6100 | OSCILLOSCOPE BENCHTOP | 420 | 525 | 567 | YES | NO | 01.0 GHZ
LECROY | WAVERUNNER 6100A | OSCILLOSCOPE BENCHTOP | 420 | 525 | 567 | YES | NO | 01.0 GHZ
LECROY | WAVERUNNER 610ZI | OSCILLOSCOPE BENCHTOP | 420 | 525 | 567 | YES | NO | 01.0 GHZ
LECROY | WAVERUNNER 6200 | OSCILLOSCOPE BENCHTOP | 462 | 578 | NA | NO | NO | 02.0 GHZ
LECROY | WAVERUNNER 6200A | OSCILLOSCOPE BENCHTOP | 462 | 578 | NA | NO | NO | 02.0 GHZ
LECROY | WAVERUNNER 620MZI | OSCILLOSCOPE BENCHTOP | 462 | 578 | NA | NO | NO | 02.0 GHZ
LECROY | WAVERUNNER 620ZI | OSCILLOSCOPE BENCHTOP | 462 | 578 | NA | NO | NO | 02.0 GHZ
LECROY | WAVERUNNER 625ZI | OSCILLOSCOPE BENCHTOP | 462 | 578 | NA | NO | NO | 02.5 GHZ
LECROY | WAVERUNNER 62Xi | OSCILLOSCOPE BENCHTOP | 420 | 525 | 567 | YES | NO | 0.60 GHZ
LECROY | WAVERUNNER 640ZI | OSCILLOSCOPE BENCHTOP | 504 | 630 | NA | NO | NO | 04.0 GHZ
LECROY | WAVERUNNER 64MXi | OSCILLOSCOPE BENCHTOP | 420 | 525 | 567 | YES | NO | 0.60 GHZ
LECROY | WAVERUNNER 64Xi | OSCILLOSCOPE BENCHTOP | 420 | 525 | 567 | YES | NO | 0.60 GHZ
LECROY | WAVERUNNER 8038HD | OSCILLOSCOPE BENCHTOP 8 CHANNEL | 504 | 630 | 680 | YES | NO | 0.35 GHZ
LECROY | WAVERUNNER 8058HD | OSCILLOSCOPE BENCHTOP 8 CHANNEL | 504 | 630 | 680 | YES | NO | 0.50 GHZ
LECROY | WAVERUNNER 8108HD | OSCILLOSCOPE BENCHTOP 8 CHANNEL | 638 | 798 | 861 | YES | NO | 01.0 GHZ
LECROY | WAVERUNNER 8208HD | OSCILLOSCOPE BENCHTOP 8 CHANNEL | 689 | 861 | NA | NO | NO | 02.0 GHZ
LECROY | WAVERUNNER 8404M-MS | OSCILLOSCOPE BENCHTOP | 504 | 630 | NA | NO | NO | 04.0 GHZ
LECROY | WAVESURFER 104MXS-B | OSCILLOSCOPE BENCHTOP | 420 | 525 | 567 | YES | NO | 01.0 GHZ
LECROY | WAVESURFER 104XS | OSCILLOSCOPE BENCHTOP | 420 | 525 | 567 | YES | NO | 01.0 GHZ
LECROY | WAVESURFER 24MXS-B | OSCILLOSCOPE BENCHTOP | 252 | 315 | 340 | YES | NO | 0.20 GHZ
LECROY | WAVESURFER 24XS | OSCILLOSCOPE BENCHTOP | 252 | 315 | 340 | YES | NO | 0.20 GHZ
LECROY | WAVESURFER 24XS-A | OSCILLOSCOPE BENCHTOP | 252 | 315 | 340 | YES | NO | 0.20 GHZ
LECROY | WAVESURFER 3022 | OSCILLOSCOPE BENCHTOP | 252 | 315 | 340 | YES | NO | 0.20 GHZ
LECROY | WAVESURFER 3024 | OSCILLOSCOPE BENCHTOP | 252 | 315 | 340 | YES | NO | 0.20 GHZ
LECROY | WAVESURFER 3034 | OSCILLOSCOPE BENCHTOP | 252 | 315 | 340 | YES | NO | 0.35 GHZ
LECROY | WAVESURFER 3054 | OSCILLOSCOPE BENCHTOP | 252 | 315 | 340 | YES | NO | 0.50 GHZ
LECROY | WAVESURFER 3074 | OSCILLOSCOPE BENCHTOP | 420 | 525 | 567 | YES | NO | 0.75 GHZ
LECROY | WAVESURFER 422 | OSCILLOSCOPE BENCHTOP | 252 | 315 | 340 | YES | NO | 0.20 GHZ
LECROY | WAVESURFER 424 | OSCILLOSCOPE BENCHTOP | 252 | 315 | 340 | YES | NO | 0.20 GHZ
LECROY | WAVESURFER 42MXS-B | OSCILLOSCOPE BENCHTOP | 252 | 315 | 340 | YES | NO | 0.40 GHZ
LECROY | WAVESURFER 42XS | OSCILLOSCOPE BENCHTOP | 252 | 315 | 340 | YES | NO | 0.40 GHZ
LECROY | WAVESURFER 432 | OSCILLOSCOPE BENCHTOP | 252 | 315 | 340 | YES | NO | 0.35 GHZ
LECROY | WAVESURFER 434 | OSCILLOSCOPE BENCHTOP | 252 | 315 | 340 | YES | NO | 0.35 GHZ
LECROY | WAVESURFER 44MXS-B | OSCILLOSCOPE BENCHTOP | 252 | 315 | 340 | YES | NO | 0.40 GHZ
LECROY | WAVESURFER 44XS | OSCILLOSCOPE BENCHTOP | 252 | 315 | 340 | YES | NO | 0.40 GHZ
LECROY | WAVESURFER 452 | OSCILLOSCOPE BENCHTOP | 252 | 315 | 340 | YES | NO | 0.50 GHZ
LECROY | WAVESURFER 454 | OSCILLOSCOPE BENCHTOP | 252 | 315 | 340 | YES | NO | 0.50 GHZ
LECROY | WAVESURFER 62MXS-B | OSCILLOSCOPE BENCHTOP | 420 | 525 | 567 | YES | NO | 0.60 GHZ
LECROY | WAVESURFER 64MXS-B | OSCILLOSCOPE BENCHTOP | 420 | 525 | 567 | YES | NO | 0.60 GHZ
LECROY | WAVESURFER 64XS | OSCILLOSCOPE BENCHTOP | 420 | 525 | 567 | YES | NO | 0.60 GHZ
LECROY | WL-PBUS | 4 GHZ PROBE SYSTEM | 126 | 158 | 170 | YES | NO
LECROY | ZD1000 | PROBE OSCILLOSCOPE DIFF | 126 | 158 | 170 | YES | NO
LECROY | ZD200 | 200 MHZ DIFFERENTIAL PROBE | 126 | 158 | 170 | YES | NO
LECROY | ZD500 | DIFFERENTIAL ACTIVE PROBE | 126 | 158 | 170 | YES | NO
LECROY | ZS1000 | SINGLE-ENDED ACTIVE PROBE | 126 | 158 | 170 | YES | NO
LECROY | ZS1500 | PROBE OSCILLOSCOPE | 126 | 158 | 170 | YES | NO
LECROY | ZS4000 | ACTIVE PROBE | 168 | 210 | NA | NO | NO
LECTRO MAGNETICS, INC. | LMF-2717 | HIPOT TESTER | 252 | 315 | 340 | YES | NO
LEEDS & NORTHRUP | 5305 | WHEATSTONE BRIDGE | 336 | 420 | 454 | YES | NO
LEEDS & NORTHRUP | 5430A | WHEATSTONE BRIDGE | 336 | 420 | 454 | YES | NO
LEEDS & NORTHRUP | 5430-AM-1 | WHEATSTONE BRIDGE | 336 | 420 | 454 | YES | NO
LEICA | DISTO D3 | LASER MEASUREMENT TOOL | 104 | 130 | NA | NO | NO
LEICA | MZ9.5 | MICROSCOPE STEREO | 276 | 345 | NA | NO | NO
LEITECH | 1/4-20 UNC-2B | THREAD PLUG GAUGE GO NOGO | 69 | 86 | NA | NO | NO
LEITECH | 10-32 UNF-2B | THREAD PLUG GAUGE GO NOGO | 69 | 86 | NA | NO | NO
LEITECH | 3/8-16 UNC-2B | THREAD PLUG GAUGE GO NOGO | 69 | 86 | NA | NO | NO
LEM HEME | PR20 | CLAMP PROBE CURRENT | 126 | 158 | 170 | YES | NO
LEM HEME | PR200 | CLAMP PROBE CURRENT | 126 | 158 | 170 | YES | NO
LEM HEME | PR2000 | CLAMP PROBE CURRENT | 126 | 158 | 170 | YES | NO
LEM HEME | RR-3000-SD/24 | CLAMP PROBE CURRENT | 126 | 158 | 170 | YES | NO
LG PRECISION | SA-7270 | RF SPECTRUM ANALYZER | 672 | 840 | NA | NO | NO
LG PRECISION EZ DIGITAL | DM-312 | DMM HANDHELD | 126 | 158 | 170 | YES | NO
LIANDE | LHS-1210G | TEMP CONTROLLER | 126 | 158 | 170 | YES | NO
LIGHTHOUSE | 1100 | PARTICLE COUNTER AIR | 504 | 630 | NA | NO | NO
LIGHTHOUSE | 3013 | PARTICLE COUNTER | 504 | 630 | NA | NO | NO
LIGHTHOUSE | 1100LD | PARTICLE COUNTER AIR | 504 | 630 | NA | NO | NO
LIGHTHOUSE | BOULDER COUNTER | PARTICLE COUNTER | 0 | 0 | NA | NO | NO | VENDOR ONLY For this Model.
LIGHTHOUSE | SOLAIR 1100 | PARTICLE COUNTER | 504 | 630 | NA | NO | NO
LIGHTHOUSE | SOLAIR 3100 E | PARTICLE COUNTER AIR | 504 | 630 | NA | NO | NO
LIGHTHOUSE | SOLAIR 5100+ | PARTICLE COUNTER | 504 | 630 | NA | NO | NO
LINCOLN ELECTRIC | POWER MIG 256 | WELDER | 336 | 420 | NA | NO | NO
LINDBERG BLUE M | ESP400A | PROCESS OVEN | 378 | 473 | 510 | YES | NO | Accredited Up to +400oC
LINDBERG BLUE M | M01450 PA | OVEN | 378 | 473 | 510 | YES | NO | Accredited Up to +400oC
LINDBERG BLUE M | WSP-109C-MP3 | OVEN | 378 | 473 | 510 | YES | NO | Accredited Up to +400oC
LINDBERG/BLUE-M | OV-490A-9 | OVEN | 378 | 473 | 510 | YES | NO | Accredited Up to +400oC
LINDSTROM | MAL500-1 | TORQUE SCREWDRIVER | 69 | 86 | 93 | YES | NO | Check Range. Accredited ONLY Up to 250 FtLbs
LINDSTROM | MAL500-2 | TORQUE DRIVER | 69 | 86 | 93 | YES | NO | Check Range. Accredited ONLY Up to 250 FtLbs
LINDSTROM | MAL500-3 | TORQUE SCREWDRIVER | 69 | 86 | 93 | YES | NO | Check Range. Accredited ONLY Up to 250 FtLbs
LINEAR LABORATORIES | QUICK TEMP | IR THERMOMETER | 168 | 210 | NA | NO | NO
LINKS | 0-1" | MICROMETER | 69 | 86 | 93 | YES | NO | 1 INCH
LINKS | 2-3" | MICROMETER | 69 | 86 | 93 | YES | NO | 3 INCH
LINKS | B TYPE | CALIPER | 69 | 86 | 93 | YES | NO
LITTLE MULE | 1 TON | HOIST, CHAIN | 173 | 216 | NA | NO | NO
LITTLE MULE | LMSB | HOIST CHAIN | 173 | 216 | NA | NO | NO
LITTLE MULE | LVRH | HOIST CHAIN | 173 | 216 | NA | NO | NO
LITTLEGOOD | UPPOD | Hygrometer/Thermometer | 242 | 303 | NA | NO | NO
LIXER | A-CLASS | RULER | 69 | 86 | NA | NO | NO
LKG IND. | MW122A | POWER SUPPLY | 168 | 210 | 227 | YES | NO
LOCOSC PRECISION TECH | LP7510 | SCALE LARGE X | 345 | 431 | NA | NO | NO | 5000 LB - Not Normally Available
LONE STAR GRINDING | 5/16-18 UNC-2B | THREAD PLUG GAUGE GO NOGO | 69 | 86 | NA | NO | NO
LONE STAR GRINDING | 7/16-14 UNC-2B | THREAD PLUG GAUGE GO NOGO | 69 | 86 | NA | NO | NO
LORD MICROSTRAIN | G-LINK-LXRS-2G | ACCELEROMETER | 154 | 193 | NA | NO | NO | DATA ONLY. Sens @ 100Hz
LOUISVILLE COOLER | PTN076H6BE | WALK-IN COOLER | 420 | 525 | 567 | YES | NO
LOVE CONTROLS | 16033 | TEMP CONTROLLER | 126 | 158 | 170 | YES | NO
LOVE CONTROLS | 16A3133 | TEMPERATURE CONTROLLER | 126 | 158 | 170 | YES | NO
LOVE CONTROLS | 16C SERIES | TEMPERATURE CONTROLLER | 126 | 158 | 170 | YES | NO
LPOW | HTD8813C | FOREHEAD THERMOMETER | 168 | 210 | NA | NO | NO
LTEMP | J1045629-1 | TEMP PROBE THERMOCOUPLE | 126 | 158 | 170 | YES | NO
LUCIFER FURNACES | RD8-H21 | OVEN | 378 | 473 | 510 | YES | NO | Accredited Up to +400oC
LUFKIN | 513 | MICROMETER DEPTH | 69 | 86 | 93 | YES | NO
LUFKIN | 0-12" | MICROMETER I.D. | 69 | 86 | NA | NO | NO
LUFKIN | 100' | RULER TAPE MEASURE | 69 | 86 | NA | NO | NO
LUFKIN | 16' | RULER TAPE MEASURE | 69 | 86 | NA | NO | NO
LUFKIN | 1962V | MICROMETER | 69 | 86 | 93 | YES | NO | 2 INCH
LUFKIN | HY1730CME | RULER TAPE MEASURE | 69 | 86 | NA | NO | NO
LUFKIN | QR1425 | RULER TAPE MEASURE | 69 | 86 | NA | NO | NO | 25 FT
LUMANTEK | WEIVER2.0 | RF SIGNAL SIMULATION SYSTEM | 420 | 525 | NA | NO | NO
LUMASENSE TECHNOLOGIES | M316 | BLACKBODY CALIBRATION SOURCE | 336 | 420 | NA | NO | NO
LUMINEX | ARIES CALIBRATOR 2 | TEMP ARIES CALIBRATOR MODULE | 560 | 700 | NA | NO | NO | DATA ONLY
LUMINEX | RTD | CALIBRATION BOX | 294 | 368 | NA | NO | NO
LUMINEX | TF-0031-03 | RTD CALIBRATION BOX | 294 | 368 | NA | NO | NO
LUMINEX | TF-0107-001 | SPEED TEST CONTROLLER | 252 | 315 | NA | NO | NO
LUMINEX | TF-0155-001-A | FILTER GO NOGO GAUGE | 69 | 86 | NA | NO | NO
LUMINEX | TF-0168-001 | TEST FIXTURE GO NOGO 0.400 THICK FILTER | 69 | 86 | NA | NO | NO
LUMINEX | TF-0169-001 | TEST FIXTURE GO NOGO 0.250 THICK FILTER | 69 | 86 | NA | NO | NO
LUMINEX | TF-0170-001 | TEST FIXTURE GO NOGO 0.236 THICK FILTER | 69 | 86 | NA | NO | NO
LUMINEX | TF-0171-001 | TEST FIXTURE GO NOGO 0.028 THICK FILTER | 69 | 86 | NA | NO | NO
LUMINEX | TF-0195-001 | TEMP ARIES CALIBRATOR MODULE | 560 | 700 | NA | NO | NO | DATA ONLY
LUMINEX | TF-0195-004 | TEMP ARIES CALIBRATOR MODULE | 560 | 700 | NA | NO | NO | DATA ONLY
LUMINEX | TF-0252-001 | THERMAL CARTRIDGE | 378 | 473 | NA | NO | NO
LUMINEX | UKN | THERMAL CARTRIDGE | 378 | 473 | NA | NO | NO
LUNAIRE | CE215 | OVEN | 378 | 473 | 510 | YES | NO | Accredited Up to +400oC
LUNAIRE | TK45C144 | OVEN | 378 | 473 | 510 | YES | NO | Accredited Up to +400oC
LUTRON | DT-2230 | TACHOMETER | 168 | 210 | 227 | YES | NO | MU RPM using Time Mk on 5520A
M G TOOL CO | 6128DC | CALIPER | 69 | 86 | 93 | YES | NO
M&J | 3/8-24 UNJF-3A | THREAD RING GAUGE GO NOGO | 69 | 86 | NA | NO | NO
M&J | 6-32 UNC-2B | THREAD PLUG GAUGE GO | 69 | 86 | NA | NO | NO
M&J | 7/16-20 UNF-2A | THREAD RING GAUGE GO NOGO | 69 | 86 | NA | NO | NO
M&J | M14X2.0-6H | THREAD PLUG GAUGE GO NOGO | 69 | 86 | NA | NO | NO
M.G.CO | M4X0.7-6G | THREAD RING GAUGE GO NOGO | 69 | 86 | NA | NO | NO
MAC TOOLS | TW150R | TORQUE WRENCH | 69 | 86 | 93 | YES | NO | Check Range. Accredited ONLY Up to 250 FtLbs
MAC TOOLS | TW1510R | TORQUE WRENCH | 69 | 86 | 93 | YES | NO | Check Range. Accredited ONLY Up to 250 FtLbs
MAC TOOLS | TW250I | TORQUE WRENCH | 69 | 86 | 93 | YES | NO | 250 IN LB
MAC TOOLS | TW450A | TORQUE WRENCH | 69 | 86 | 93 | YES | NO | Check Range. Accredited ONLY Up to 250 FtLbs
MAC TOOLS | TW6250AA | TORQUE WRENCH | 69 | 86 | 93 | YES | NO | Check Range. Accredited ONLY Up to 250 FtLbs
MAC TOOLS | TW8150A | TORQUE WRENCH | 69 | 86 | 93 | YES | NO | Check Range. Accredited ONLY Up to 250 FtLbs
MAC TOOLS | TWK8250 | TORQUE WRENCH | 69 | 86 | 93 | YES | NO | Check Range. Accredited ONLY Up to 250 FtLbs
MAC TOOLS | TWX100 | TORQUE WRENCH | 69 | 86 | 93 | YES | NO | Check Range. Accredited ONLY Up to 250 FtLbs
MAC TOOLS | TWX1000 | TORQUE WRENCH | 69 | 86 | 93 | YES | NO | Check Range. Accredited ONLY Up to 250 FtLbs
MAC TOOLS | Various | TORQUE WRENCH | 69 | 86 | 93 | YES | NO | Check Range. Accredited ONLY Up to 250 FtLbs
MADGE TECH | PRHTEMP2000 | HUMIDITY TEMP PRESSURE METER | 242 | 303 | NA | NO | NO
MAGNAFLUX CORP. | 5472 | DRYING OVEN | 378 | 473 | 510 | YES | NO | Accredited Up to +400oC
MAGNAHELIC | 0-15 in. of water | PRESSURE GAUGE MAGNAHELIC | 69 | 86 | NA | NO | NO
MAGNE-TECH | GB-3509A-01 | CONTROLLER-MAG UNIT | 336 | 420 | NA | NO | NO
MAGNETIC INSTRUMENTATION | 2100 | GAUSS METER | 0 | 0 | NA | NO | NO | VENDOR
MAGNUM PRO | 200 PSI | PRESSURE GAUGE | 69 | 86 | NA | NO | NO | 200 PSI
MAGNUM PRO | 30 In/Hg | VACUUM GAUGE | 69 | 86 | NA | NO | NO
MAHR | 2034103 UMAXUM II | DIGITAL INDICATOR | 69 | 86 | NA | NO | NO
MAHR | 810 S | INDICATOR DIAL | 69 | 86 | NA | NO | NO
MAHR FEDERAL | 1002Z | INDICATOR DIAL | 69 | 86 | NA | NO | NO
MAHR FEDERAL | 16ER | CALIPER | 69 | 86 | 93 | YES | NO | 6 INCH
MAHR FEDERAL | 16EX | CALIPER | 69 | 86 | 93 | YES | NO
MAHR FEDERAL | 18 EX | CALIPER | 69 | 86 | 93 | YES | NO
MAHR FEDERAL | 281QN | INDICATOR DIAL | 69 | 86 | NA | NO | NO
MAHR FEDERAL | 40 EX | MICROMETER | 69 | 86 | 93 | YES | NO
MAHR FEDERAL | 40SF | MICROMETER INDICATING | 69 | 86 | 93 | YES | NO | 1 INCH
MAHR FEDERAL | COMPRAMESS | INDICATOR DIAL | 69 | 86 | NA | NO | NO
MAHR FEDERAL | INTRAMESS | BORE GAUGE DIAL | 69 | 86 | NA | NO | NO
MAHR FEDERAL | MILLIMESS | INDICATOR DIAL | 69 | 86 | NA | NO | NO
MAHR FEDERAL | POCKET SURF | SURFACE PROFILOMETER | 276 | 345 | NA | NO | NO
MAHR FEDERAL | SUPRAMESS | INDICATOR DIAL | 69 | 86 | NA | NO | NO
MAJOR ELECTRONIX CORP. | 5001 | ELECTRIC WIRE STRIPPER | 69 | 86 | NA | NO | NO
MANNIX TESTING | CMM880 | HUMIDITY TEMP METER | 242 | 303 | NA | NO | NO
MANNIX TESTING | T1891B | TIMER | 126 | 158 | NA | NO | NO
MANOTHERM | 2900 PSI | PRESSURE GAUGE | 69 | 86 | NA | NO | NO | 2900 PSI
MANSON | SDP-2405 | DC POWER SUPPLY | 185 | 231 | 250 | YES | NO
MARATHON | 300mm | CALIPER | 69 | 86 | 93 | YES | NO | 12 INCH
MARK 10 CORP | MGT10Z | TORQUE GAUGE | 69 | 86 | 93 | YES | NO | Check Range. Accredited ONLY Up to 250 FtLbs
MARK-10 | BG2 | FORCE GAUGE DIGITAL | 138 | 173 | NA | NO | NO
MARK-10 | BG20 | FORCE GAUGE DIGITAL | 138 | 173 | NA | NO | NO
MARK-10 | BG500 | FORCE GAUGE | 138 | 173 | NA | NO | NO
MARK-10 | EG-50 | FORCE GAUGE DIGITAL | 138 | 173 | NA | NO | NO
MARK-10 | M3-10 | FORCE GAUGE | 138 | 173 | NA | NO | NO
MARK-10 | MG10 | FORCE GAUGE | 138 | 173 | NA | NO | NO
MARK-10 | MG100 | FORCE GAUGE | 138 | 173 | NA | NO | NO
MARSH | 0-5000 PSI | PRESSURE GAUGE | 69 | 86 | NA | NO | NO | 5000 PSI
MARSH | 100 PSI | PRESSURE GAUGE | 69 | 86 | NA | NO | NO | 100 PSI
MARSH | 160 PSI | PRESSURE GAUGE | 69 | 86 | NA | NO | NO | 160 PSI
MARSH INSTRUMENTS | 15069 | PRESSURE GAUGE | 69 | 86 | NA | NO | NO | 100 PSI
MARSHAL | VACUUM GAUGE | VACUUM GAUGE | 69 | 86 | NA | NO | NO
MARSHALLTOWN | 55 IN/H2O | PRESSURE GAUGE | 69 | 86 | NA | NO | NO
MARTEL | 5/16-32 UNEF-3 | THREAD RING GAUGE GO ONLY | 69 | 86 | NA | NO | NO
MARTEL | 3001 | PRECISION PROCESS CALIBRATOR | 588 | 735 | 794 | YES | NO
MARTEL | MC-1010 | PROCESS CALIBRATOR | 210 | 263 | 284 | YES | NO
MARTEL | MINI-SOURCE | PROCESS CALIBRATOR CURRENT | 210 | 263 | 284 | YES | NO
MARTEL | PSC-420 | PROCESS CALIBRATOR CURRENT | 210 | 263 | 284 | YES | NO
MARTEL | PTC-8010 | TEMPERATURE CALIBRATOR | 210 | 263 | 284 | YES | NO
MARTEL | TC-100 | THERMOCOUPLE CALIBRATOR | 210 | 263 | 284 | YES | NO
MARVEL SCIENTIFIC | MS24FAS4RW | UNDERCOUNTER SOLDER PASTE FREEZER | 420 | 525 | 567 | YES | NO
MASERAC | P0.BT252012.PB4L2000 | RTD SENSOR,100 OHM | 168 | 210 | 227 | YES | NO
MASTECH CIRCUIT SPECIALISTS | MAS830 | DMM HANDHELD | 126 | 158 | 170 | YES | NO
MASTECH RSR TEKPOWER VOLTEQ | 3710A | DC ELECTRONIC LOAD | 210 | 263 | 284 | YES | NO | Current Accredited up to 20 Amps
MASTECH RSR TEKPOWER VOLTEQ | HY1503D | DC POWER SUPPLY | 168 | 210 | 227 | YES | NO | VARIOUS BRANDS
MASTECH RSR TEKPOWER VOLTEQ | HY3003 | DC POWER SUPPLY | 168 | 210 | 227 | YES | NO | VARIOUS BRANDS
MASTECH RSR TEKPOWER VOLTEQ | HY3003D | DC POWER SUPPLY | 168 | 210 | 227 | YES | NO | VARIOUS BRANDS
MASTECH RSR TEKPOWER VOLTEQ | HY3005 | DC POWER SUPPLY | 168 | 210 | 227 | YES | NO | VARIOUS BRANDS
MASTECH RSR TEKPOWER VOLTEQ | HY3005D | DC POWER SUPPLY | 168 | 210 | 227 | YES | NO | VARIOUS BRANDS
MASTECH RSR TEKPOWER VOLTEQ | HY3005D-3 | DC POWER SUPPLY | 168 | 210 | 227 | YES | NO | VARIOUS BRANDS
MASTECH RSR TEKPOWER VOLTEQ | HY3005DX | DC POWER SUPPLY | 168 | 210 | 227 | YES | NO | VARIOUS BRANDS
MASTECH RSR TEKPOWER VOLTEQ | HY3005F-3 | DC POWER SUPPLY | 168 | 210 | 227 | YES | NO | VARIOUS BRANDS
MASTECH RSR TEKPOWER VOLTEQ | HY3010E | DC POWER SUPPLY | 168 | 210 | 227 | YES | NO | VARIOUS BRANDS
MASTECH RSR TEKPOWER VOLTEQ | HY3030EX | DC POWER SUPPLY | 168 | 210 | 227 | YES | NO | VARIOUS BRANDS
MASTECH RSR TEKPOWER VOLTEQ | HY3050E | DC POWER SUPPLY | 168 | 210 | 227 | YES | NO | VARIOUS BRANDS
MASTECH RSR TEKPOWER VOLTEQ | HY3050EX | DC POWER SUPPLY | 168 | 210 | 227 | YES | NO | VARIOUS BRANDS
MASTECH RSR TEKPOWER VOLTEQ | MS2000G | CLAMP METER | 126 | 158 | 170 | YES | NO
MASTECH RSR TEKPOWER VOLTEQ | MS8217 | MULTIMETER | 126 | 158 | 170 | YES | NO
MASTECH RSR TEKPOWER VOLTEQ | MS8220R | DMM HANDHELD | 126 | 158 | 170 | YES | NO
MASTECH RSR TEKPOWER VOLTEQ | TP3005 Series | DC POWER SUPPLY | 168 | 210 | 227 | YES | NO | VARIOUS BRANDS
MASTECH RSR TEKPOWER VOLTEQ | TP-3005D-3 | POWER SUPPLY | 168 | 210 | 227 | YES | NO
MASTER GAUGE | 0-80 UNF-2B | THREAD PLUG GAUGE GO NOGO | 69 | 86 | NA | NO | NO
MASTER GAUGE | 1 1/2-12 UNF-2B | THREAD PLUG GAUGE GO NOGO | 69 | 86 | NA | NO | NO
MASTER GAUGE | 1/2-13 UNC-2B | THREAD PLUG GAUGE GO NOGO | 69 | 86 | NA | NO | NO
MASTER GAUGE | 1/2-20 UNF-2A | THREAD RING GAUGE GO NOGO | 69 | 86 | NA | NO | NO
MASTER GAUGE | 1/2-20 UNF-2B | THREAD PLUG GAUGE GO NOGO | 69 | 86 | NA | NO | NO
MASTER GAUGE | 1/4-20 UNC-2B | THREAD PLUG GAUGE GO NOGO | 69 | 86 | NA | NO | NO
MASTER GAUGE | 1/4-28 UNF-2B | THREAD PLUG GAUGE GO NOGO | 69 | 86 | NA | NO | NO
MASTER GAUGE | 10-24 UNC-2B | THREAD PLUG GAUGE GO NOGO | 69 | 86 | NA | NO | NO
MASTER GAUGE | 10-32 UNF-2B | THREAD PLUG GAUGE GO NOGO | 69 | 86 | NA | NO | NO
MASTER GAUGE | 2-56 UNC-2B | THREAD PLUG GAUGE GO NOGO | 69 | 86 | NA | NO | NO
MASTER GAUGE | 3/4-10 UNC-2B | THREAD PLUG GAUGE GO NOGO | 69 | 86 | NA | NO | NO
MASTER GAUGE | 3/8-16 UNC-2A | THREAD RING GAUGE GO NOGO | 69 | 86 | NA | NO | NO
MASTER GAUGE | 3/8-16 UNC-2B | THREAD PLUG GAUGE GO NOGO | 69 | 86 | NA | NO | NO
MASTER GAUGE | 3/8-24 UNF-2B | THREAD PLUG GAUGE GO NOGO | 69 | 86 | NA | NO | NO
MASTER GAUGE | 3/8-32 UNEF-2B | THREAD PLUG GAUGE GO NOGO | 69 | 86 | NA | NO | NO
MASTER GAUGE | 4-40 UNC-2A | THREAD RING GAUGE GO NOGO | 69 | 86 | NA | NO | NO
MASTER GAUGE | 4-40 UNC-2B | THREAD PLUG GAUGE GO NOGO | 69 | 86 | NA | NO | NO
MASTER GAUGE | 5/16-18 UNC-2A | THREAD RING GAUGE GO NOGO | 69 | 86 | NA | NO | NO
MASTER GAUGE | 5/16-18 UNC-2B | THREAD PLUG GAUGE GO NOGO | 69 | 86 | NA | NO | NO
MASTER GAUGE | 5/16-24 UNF-2A | THREAD RING GAUGE GO NOGO | 69 | 86 | NA | NO | NO
MASTER GAUGE | 5/8-11 UNC-2A | THREAD RING GAUGE GO NOGO | 69 | 86 | NA | NO | NO
MASTER GAUGE | 6-32 UNC-2B | THREAD PLUG GAUGE GO NOGO | 69 | 86 | NA | NO | NO
MASTER GAUGE | 7/16-20 UNF-2A | THREAD RING GAUGE GO NOGO | 69 | 86 | NA | NO | NO
MASTER GAUGE | 7/16-20 UNF-2B | THREAD PLUG GAUGE GO NOGO | 69 | 86 | NA | NO | NO
MASTER GAUGE | M5x0.8 6g | THREAD RING GAUGE GO | 69 | 86 | NA | NO | NO
MASTERTECH | MY65 | DMM HANDHELD | 126 | 158 | 170 | YES | NO
MATCO | ETWB100A | TORQUE WRENCH | 69 | 86 | 93 | YES | NO | 100 FT LB
MATCO | T-150RA | TORQUE WRENCH | 69 | 86 | 93 | YES | NO | Check Range. Accredited ONLY Up to 250 FtLbs
MATCO | T250IR | TORQUE WRENCH | 69 | 86 | 93 | YES | NO | Check Range. Accredited ONLY Up to 250 FtLbs
MATCO | TRA200 | TORQUE WRENCH | 69 | 86 | 93 | YES | NO | Check Range. Accredited ONLY Up to 250 FtLbs
MATCO | TRA50 | TORQUE WRENCH | 69 | 86 | 93 | YES | NO | Check Range. Accredited ONLY Up to 250 FtLbs
MATCO | TRC250 | TORQUE WRENCH | 69 | 86 | 93 | YES | NO | Check Range. Accredited ONLY Up to 250 FtLbs
MATCO | TRC250A | TORQUE WRENCH | 69 | 86 | 93 | YES | NO | Check Range. Accredited ONLY Up to 250 FtLbs
MATCO | TRC250F | TORQUE WRENCH | 69 | 86 | 93 | YES | NO | Check Range. Accredited ONLY Up to 250 FtLbs
MATCO | TW4LD | TORQUE WRENCH | 69 | 86 | 93 | YES | NO | Check Range. Accredited ONLY Up to 250 FtLbs
MATCO | TW75F | TORQUE WRENCH | 69 | 86 | 93 | YES | NO | Check Range. Accredited ONLY Up to 250 FtLbs
MATCO TOOLS | 0-1.3” | INDICATOR DIAL | 69 | 86 | NA | NO | NO | 1.30 INCH
MATCO TOOLS | CT8000A | CRIMPERS | 69 | 86 | NA | NO | NO
MATCO TOOLS | DRG04B | CALIPER | 69 | 86 | 93 | YES | NO | 6 INCH
MATCO TOOLS | MIC01A | MICROMETER | 69 | 86 | 93 | YES | NO | 1 INCH
MATCO TOOLS | MIC12A | MICROMETER | 69 | 86 | 93 | YES | NO | 2 INCH
MATCO TOOLS | MIC23A | MICROMETER | 69 | 86 | 93 | YES | NO | 3 INCH
MATCO TOOLS | MIC34A | MICROMETER | 69 | 86 | 93 | YES | NO
MATCO TOOLS | TRC250FA | TORQUE WRENCH | 69 | 86 | 93 | YES | NO | Check Range. Accredited ONLY Up to 250 FtLbs
MAURI KEIKI | MP-101 | PROTRACTOR | 69 | 86 | NA | NO | NO
MAURY MICROWAVE | 2498T1 | TORQUE WRENCH | 69 | 86 | 93 | YES | NO | Check Range. Accredited ONLY Up to 250 FtLbs
MAURY MICROWAVE | 2698C2 | TORQUE WRENCH | 69 | 86 | 93 | YES | NO | Check Range. Accredited ONLY Up to 250 FtLbs
MAURY MICROWAVE | 8799A1 | TORQUE WRENCH | 69 | 86 | 93 | YES | NO | Check Range. Accredited ONLY Up to 250 FtLbs
MAURY MICROWAVE | MT950T1 | TORQUE WRENCH | 69 | 86 | 93 | YES | NO | Check Range. Accredited ONLY Up to 250 FtLbs
MAURY MICROWAVE | N/A | TORQUE WRENCH | 69 | 86 | 93 | YES | NO | Check Range. Accredited ONLY Up to 250 FtLbs
MAXANT | 1660 | TEMP & HUMIDITY RECORDER | 242 | 303 | NA | NO | NO
MC | 300 PSI | PRESSURE GAUGE | 69 | 86 | NA | NO | NO | 300 PSI
McDANIEL CONTROLS | 100 PSI | PRESSURE GAUGE | 69 | 86 | NA | NO | NO | 100 PSI
McDANIEL CONTROLS | 1000 PSI | PRESSURE GAUGE | 69 | 86 | NA | NO | NO | 1000 PSI
McDANIEL CONTROLS | 15 PSI | PRESSURE GAUGE | 69 | 86 | NA | NO | NO | 15 PSI
McDANIEL CONTROLS | 200 PSI | PRESSURE GAUGE | 69 | 86 | NA | NO | NO | 200 PSI
McDANIEL CONTROLS | 30 "Hg-160 PSI | PRESSURE VACUUM GAUGE | 69 | 86 | NA | NO | NO
McDANIEL CONTROLS | -30 IN/HG - 30 PSI | PRESSURE VACUUM GAUGE | 69 | 86 | NA | NO | NO
McDANIEL CONTROLS | 30 PSI | PRESSURE GAUGE | 69 | 86 | NA | NO | NO | 30 PSI
McDANIEL CONTROLS | 30000 PSI | PRESSURE GAUGE HIGH PRESSURE | 0 | 0 | NA | NO | NO | 30000 PSI - Vendor Only
McDANIEL CONTROLS | 400 PSI | PRESSURE GAUGE | 69 | 86 | NA | NO | NO | 400 PSI
MCDRY | ERC-301B | HUMIDITY METER | 242 | 303 | NA | NO | NO
MCDRY | ERC-301G | HUMIDITY METER | 242 | 303 | NA | NO | NO
MCMASTER | DT250FA | TORQUE WRENCH | 69 | 86 | 93 | YES | NO | Check Range. Accredited ONLY Up to 250 FtLbs
MCMILLER | 400A | ANALOG RESISTANCE METER | 294 | 368 | 397 | YES | NO
MCMILLER | 400D | DIGITAL RESISTANCE METER | 294 | 368 | 397 | YES | NO
MCP | SG1638N | FUNCTION GENERATOR | 210 | 263 | NA | NO | NO
M-D BUILDING PRODUCTS | SMART TOOL | LEVEL | 69 | 86 | NA | NO | NO
ME | 0-1" | MICROMETER | 69 | 86 | 93 | YES | NO | 1 INCH
MEASUREMENT SPECIALTIES | 4600 | PRECISION THERMOMETER | 168 | 210 | 227 | YES | NO
MEASUREMENT SPECIALTIES | 02160021-000 | ELECTRONIC CLINOMETER | 152 | 190 | NA | NO | NO
MECMESIN | AFG25N | FORCE GAUGE | 138 | 173 | NA | NO | NO
MEMMERT | P4850 | FORCED AIR INCUBATOR | 378 | 473 | 510 | YES | NO | Accredited Up to +400oC
MEMSIC | CXL10GP3 | ACCELEROMETER | 154 | 193 | NA | NO | NO | DATA ONLY. Sens @ 100Hz
MERCER | 9670 | CAPACITANCE METER | 168 | 210 | NA | NO | NO
MERCER | 181-1TQ | INDICATOR DIAL | 69 | 86 | NA | NO | NO
MERCURY | 1 1/4-12 NA-2G | THREAD PLUG GAUGE GO NOGO | 69 | 86 | NA | NO | NO
MERCURY GAUGE | 1/2-20 UNF-2A | THREAD RING GAUGE GO | 69 | 86 | NA | NO | NO
MERCURY GAUGE | 1/4-20 UNC-2A | THREAD RING GAUGE GO NOGO | 69 | 86 | NA | NO | NO
MERCURY GAUGE | 12-28 UNF-2B | THREAD PLUG GAUGE GO NOGO | 69 | 86 | NA | NO | NO
MERCURY GAUGE | 3/8-16 UNC-2A | THREAD SET PLUG GAUGE GO NOGO | 69 | 86 | NA | NO | NO
MERCURY GAUGE | 5/16-18 UNC-2A | THREAD SET PLUG GAUGE GO NOGO | 69 | 86 | NA | NO | NO
MERCURY GAUGE | 9/16/18 UNF-2B | THREAD PLUG GAUGE GO NOGO | 69 | 86 | NA | NO | NO
MERCURY INSTRUMENTS | 801 | CHART RECORDER | 252 | 315 | 340 | YES | NO
MERCURY INSTRUMENTS | 803 | CHART RECORDER | 252 | 315 | 340 | YES | NO
MERIAM | 350-GI0200-01101001 | SMART MANOMETER | 138 | 173 | NA | NO | NO
MERIAM | DN1000IW | PRESSURE GAUGE DIGITAL | 0 | 0 | NA | NO | NO | CNI - Could Not Identify
MERIAM | MGF16BN1000PSIG-HA | PRESSURE GAUGE DIGITAL | 69 | 86 | NA | NO | NO | 1000 PSI
MERIAM | MGF16BN300PSIG-HA | PRESSURE GAUGE DIGITAL | 69 | 86 | NA | NO | NO | 300 PSI
MERIAM | ZM100-10 | MANOMETER DIGITAL | 138 | 173 | NA | NO | NO | 2000 INH2O (72 PSI)
MERIAM | ZM100-12 | MANOMETER DIGITAL | 138 | 173 | NA | NO | NO | 30 PSI
MERIAM | ZM100-13 | MANOMETER DIGITAL | 138 | 173 | NA | NO | NO | 50 PSI
MERIAM | ZM100-2 | MANOMETER DIGITAL | 138 | 173 | NA | NO | NO | 28 INH2O (1 PSI)
MERIAM | ZM100-20 | MANOMETER DIGITAL | 138 | 173 | NA | NO | NO | 5 PSI
MERIAM | ZM100-5 | MANOMETER DIGITAL | 138 | 173 | NA | NO | NO | 100 PSI
MERIAM | ZM100-8 | MANOMETER DIGITAL | 138 | 173 | NA | NO | NO | 416 INH2O (15 PSI)
MERIAM | ZM100-9 | MANOMETER DIGITAL | 138 | 173 | NA | NO | NO | 832 INH2O (30 PSI)
MERLIN GERIN SCHNEIDER | 55391 | CIRCUIT BREAKER TEST SET | 252 | 315 | NA | NO | NO
MET ONE | 804 | HANDHELD PARTICLE COUNTER | 504 | 630 | NA | NO | NO
MET ONE | 3400 | PARTICLE COUNTER | 504 | 630 | NA | NO | NO
MET ONE | 3415 | PARTICLE COUNTER | 504 | 630 | NA | NO | NO
MET ONE | 227A | PARTICLE COUNTER | 504 | 630 | NA | NO | NO
MET ONE | 227B | PARTICLE COUNTER | 504 | 630 | NA | NO | NO
MET ONE | 237A | PARTICLE COUNTER | 504 | 630 | NA | NO | NO
MET ONE | A2408-1-115-1 | LASER PARTICLE COUNTER | 504 | 630 | NA | NO | NO
MET ONE | BT-610 | PARTICLE COUNTER | 504 | 630 | NA | NO | NO
MET ONE | BT-620 | BENCHTOP PARTICLE COUNTER | 504 | 630 | NA | NO | NO
MET ONE | GT-321 | PARTICLE COUNTER | 504 | 630 | NA | NO | NO
MET ONE | GT-526S | PARTICLE COUNTER | 504 | 630 | NA | NO | NO
MET ONE | HHPC-2 | PARTICLE COUNTER | 504 | 630 | NA | NO | NO
MET ONE | HHPC-6 | PARTICLE COUNTER | 504 | 630 | NA | NO | NO
MET ONE | HHPC-6+ | PARTICLE COUNTER | 504 | 630 | NA | NO | NO
METAL MONSTER | 0.325" | CENTERLESS GROUND CARBIDE ROD | 138 | 173 | NA | NO | NO
METAL MONSTER | 0.350" | CENTERLESS GROUND CARBIDE ROD | 138 | 173 | NA | NO | NO
METAL MONSTER | 0.390" | CENTERLESS GROUND CARBIDE ROD | 138 | 173 | NA | NO | NO
METCAL | MX-500P-11 | TEMP CONTROLLER SOLDER REWORK SYSTEM | 126 | 158 | 170 | YES | NO
METERMAN WAVETEK BECKMAN | 235 | DMM HANDHELD | 126 | 158 | 170 | YES | NO
METERMAN WAVETEK BECKMAN | 473 | THERMOCOUPLE CALIBRATOR | 210 | 263 | 284 | YES | NO
METERMAN WAVETEK BECKMAN | 850 | DMM HANDHELD | 126 | 158 | 170 | YES | NO
METERMAN WAVETEK BECKMAN | 15XL | DMM HANDHELD | 126 | 158 | 170 | YES | NO
METERMAN WAVETEK BECKMAN | 16XL | DMM HANDHELD | 126 | 158 | 170 | YES | NO
METERMAN WAVETEK BECKMAN | 23XT | DMM HANDHELD | 126 | 158 | 170 | YES | NO
METERMAN WAVETEK BECKMAN | 25XT | DMM HANDHELD | 126 | 158 | 170 | YES | NO
METERMAN WAVETEK BECKMAN | 27XT | DMM W/ LC | 126 | 158 | 170 | YES | NO
METERMAN WAVETEK BECKMAN | 320B | DMM HANDHELD | 126 | 158 | 170 | YES | NO
METERMAN WAVETEK BECKMAN | 33XR | DIGITAL MULTIIMETER | 126 | 158 | 170 | YES | NO
METERMAN WAVETEK BECKMAN | 34XR | DMM HANDHELD | 126 | 158 | 170 | YES | NO
METERMAN WAVETEK BECKMAN | 35XL | MULTIMETER | 126 | 158 | 170 | YES | NO
METERMAN WAVETEK BECKMAN | 35XP | DMM HANDHELD | 126 | 158 | 170 | YES | NO
METERMAN WAVETEK BECKMAN | 37XR | DMM HANDHELD | 126 | 158 | 170 | YES | NO
METERMAN WAVETEK BECKMAN | 38XR | MULTIMETER | 126 | 158 | 170 | YES | NO
METERMAN WAVETEK BECKMAN | 450E | TEMP METER THERMOCOUPLE | 168 | 210 | 227 | YES | NO
METERMAN WAVETEK BECKMAN | 5XL | DMM HANDHELD | 126 | 158 | 170 | YES | NO
METERMAN WAVETEK BECKMAN | 5XP | DMM HANDHELD | 126 | 158 | 170 | YES | NO
METERMAN WAVETEK BECKMAN | 5XP-A | DMM HANDHELD | 126 | 158 | 170 | YES | NO
METERMAN WAVETEK BECKMAN | B1450T | DMM HANDHELD | 126 | 158 | 170 | YES | NO
METERMAN WAVETEK BECKMAN | BDM35 | DMM HANDHELD | 126 | 158 | 170 | YES | NO
METERMAN WAVETEK BECKMAN | CM20A | CAPACITANCE METER | 168 | 210 | NA | NO | NO
METERMAN WAVETEK BECKMAN | CR50 | CR METER | 126 | 158 | 170 | YES | NO
METERMAN WAVETEK BECKMAN | CT234A | CLAMP PROBE | 126 | 158 | 170 | YES | NO
METERMAN WAVETEK BECKMAN | DM 10XL | DMM HANDHELD | 126 | 158 | 170 | YES | NO
METERMAN WAVETEK BECKMAN | DM23 | DMM HANDHELD | 126 | 158 | 170 | YES | NO
METERMAN WAVETEK BECKMAN | DM5XL | DMM HANDHELD | 126 | 158 | 170 | YES | NO
METERMAN WAVETEK BECKMAN | HD110 | DMM HANDHELD | 126 | 158 | 170 | YES | NO
METERMAN WAVETEK BECKMAN | LCR55 | LCR METER HANDHELD | 210 | 263 | NA | NO | NO | VARIOUS BRANDS
METERMAN WAVETEK BECKMAN | RMS225 | DMM HANDHELD | 126 | 158 | 170 | YES | NO
METERMAN WAVETEK BECKMAN | TMA10 | ANEMOMETER | 207 | 259 | NA | NO | NO
METEX | M-3800 | DMM HANDHELD | 126 | 158 | 170 | YES | NO
METEX | M-4650CR | DMM HANDHELD | 126 | 158 | 170 | YES | NO
METEX | ME11 | DMM HANDHELD | 126 | 158 | 170 | YES | NO
METEX | MXD-4660A | DMM BENCHTOP HIGH ACC | 210 | 263 | 284 | YES | NO
METRO | 185-DVN | OVEN | 378 | 473 | 510 | YES | NO | Accredited Up to +400oC
METRO | C85-DVN | OVEN | 378 | 473 | 510 | YES | NO | Accredited Up to +400oC
METROHM | 60258010/PT1000 | TEMPERATURE PROBE | 168 | 210 | 227 | YES | NO
METRON | PS-416M | PATIENT SIMULATOR | 420 | 525 | 567 | YES | NO
METRON | QA-45 | DEFIBRILLATOR ANALYZER | 504 | 630 | NA | NO | NO
METRON | QA-45 MK III | DEFIBRILLATOR ANALYZER | 504 | 630 | NA | NO | NO
METRON | QA-90 | AC SAFETY ANALYZER | 294 | 368 | 397 | YES | NO
METRON | QA-90 MKII | AC SAFETY ANALYZER | 294 | 368 | 397 | YES | NO
METTLER TOLEDO | 4180 | SCALE | 345 | 431 | NA | NO | NO | 1000 LB - Not Normally Available
METTLER TOLEDO | 8213 | SCALE | 124 | 155 | NA | NO | NO | 30 LB
METTLER TOLEDO | 8511 | SCALE LARGE X | 345 | 431 | NA | NO | NO | 1000 LB - Not Normally Available
METTLER TOLEDO | 58031414 | CONDUCTIVITY SENSOR | 138 | 173 | NA | NO | NO
METTLER TOLEDO | 58031415 | CONDUCTIVITY SENSOR | 138 | 173 | NA | NO | NO
METTLER TOLEDO | 58-082-305 | CONDUCTIVITY CALIBRATOR | 252 | 315 | 340 | YES | NO
METTLER TOLEDO | AC88 | SCALE | 207 | 259 | 279 | YES | NO | 82 g
METTLER TOLEDO | AE100S | SCALE ANALYTICAL BALANCE | 207 | 259 | 279 | YES | NO | 109 g
METTLER TOLEDO | AE163 | SCALE ANALYTICAL BALANCE | 207 | 259 | 279 | YES | NO | 160 g
METTLER TOLEDO | AE200 | SCALE ANALYTICAL BALANCE | 207 | 259 | 279 | YES | NO | 210 g
METTLER TOLEDO | AE240 | SCALE ANALYTICAL BALANCE | 207 | 259 | 279 | YES | NO | 40 g / 200 g
METTLER TOLEDO | AG204 | SCALE ANALYTICAL BALANCE | 207 | 259 | 279 | YES | NO | 210 g
METTLER TOLEDO | AG245 | SCALE ANALYTICAL BALANCE | 207 | 259 | 279 | YES | NO | 41 g / 210 g
METTLER TOLEDO | AT250 | SCALE ANALYTICAL BALANCE | 207 | 259 | 279 | YES | NO | 250 g
METTLER TOLEDO | AT-261 | SCALE | 207 | 259 | 279 | YES | NO | 205 g
METTLER TOLEDO | AT460 | SCALE ANALYTICAL BALANCE | 207 | 259 | NA | NO | NO | 60 g / 400 g
METTLER TOLEDO | BBA231-3CC300 | BALANCE | 207 | 259 | NA | NO | NO | 500 LB
METTLER TOLEDO | BC15 | SCALE | 124 | 155 | NA | NO | NO | 37.5 LB
METTLER TOLEDO | C3570 CHECKWEIGHER | SCALE | 124 | 155 | NA | NO | NO
METTLER TOLEDO | M300 | CONDUCTIVITY CALIBRATOR | 252 | 315 | 340 | YES | NO
METTLER TOLEDO | ME1002E | BALANCE | 207 | 259 | NA | NO | NO | 1200 g
METTLER TOLEDO | ME1002TE | BALANCE | 207 | 259 | NA | NO | NO | 1200 g
METTLER TOLEDO | ME1002TE-00 | BALANCE | 207 | 259 | NA | NO | NO | 1200 g
METTLER TOLEDO | ME103TE/00 | BALANCE | 207 | 259 | NA | NO | NO
METTLER TOLEDO | ME403TE/00 | BALANCE | 207 | 259 | NA | NO | NO
METTLER TOLEDO | ME5002TE | BALANCE | 207 | 259 | NA | NO | NO | 5200 g
METTLER TOLEDO | ML104T/00 | SCALE | 207 | 259 | NA | NO | NO
METTLER TOLEDO | ML54 | SCALE | 207 | 259 | NA | NO | NO
METTLER TOLEDO | ML802T | SCALE ANALYTICAL BALANCE | 207 | 259 | NA | NO | NO | 820 g
METTLER TOLEDO | PB3002DR | SCALE ANALYTICAL BALANCE | 124 | 155 | NA | NO | NO | 3100 g
METTLER TOLEDO | PB303S | SCALE ANALYTICAL BALANCE | 207 | 259 | 279 | YES | NO | 310 g
METTLER TOLEDO | PB5001-S | SCALE | 124 | 155 | NA | NO | NO | 5 KG
METTLER TOLEDO | PC4400 | SCALE | 124 | 155 | NA | NO | NO | 4200 g
METTLER TOLEDO | PG203S | SCALE | 207 | 259 | 279 | YES | NO | 210 g
METTLER TOLEDO | PM1200 | SCALE | 207 | 259 | NA | NO | NO | 1200 g
METTLER TOLEDO | PM16 | SCALE | 124 | 155 | NA | NO | NO | 16 KG
METTLER TOLEDO | PM200 | SCALE | 207 | 259 | 279 | YES | NO | 210 g
METTLER TOLEDO | PM4600 | SCALE | 124 | 155 | NA | NO | NO | 4100 g
METTLER TOLEDO | PR503 | SCALE ANALYTICAL BALANCE | 207 | 259 | NA | NO | NO | 510 g
METTLER TOLEDO | PS60 | SCALE | 207 | 259 | NA | NO | NO | 150 LB - In Lab Only
METTLER TOLEDO | PS90 | SCALE LARGE | 207 | 259 | NA | NO | NO | 150 LB / 300 LB - In Lab Only
METTLER TOLEDO | SB32001 | SCALE | 124 | 155 | NA | NO | NO | 32.1 KG
METTLER TOLEDO | SECURA124-1S | BALANCE | 207 | 259 | NA | NO | NO
METTLER TOLEDO | SEVENEASY | CONDUCTIVITY METER | 138 | 173 | NA | NO | NO
METTLER TOLEDO | SR64000 | SCALE | 207 | 259 | NA | NO | NO | 64.1 KG - In Lab Only
METTLER TOLEDO | WXS205SDU | SCALE BALANCE GRAVIMETRIC | 207 | 259 | 279 | YES | NO | 220 g
METTLER TOLEDO | XIF | SCALE LARGE | 345 | 431 | NA | NO | NO | 5000 LB - Not Normally Available
METTLER TOLEDO | XP64000L | SCALE (64000GM) | 207 | 259 | NA | NO | NO
METTLER TOLEDO | XPE64000L | SCALE (64100GM) | 207 | 259 | NA | NO | NO
METTLER TOLEDO | XPR10001L | BALANCE | 124 | 155 | NA | NO | NO
METTLER TOLEDO | XS105DU | SCALE ANALYTICAL BALANCE (120 GRAM) | 207 | 259 | NA | NO | NO
METTLER TOLEDO | XS-6002S | SCALE | 124 | 155 | NA | NO | NO | 6.1 KG
METTLER TOLEDO | XS802S | SCALE ANALYTICAL BALANCE | 207 | 259 | NA | NO | NO | 810 g
METTLER TOLEDO | XSR10002S | SCALE | 124 | 155 | NA | NO | NO
METTLER TOLEDO | XSR1203S | SCALE | 207 | 259 | NA | NO | NO
METTLER TOLEDO | XSR2002S | SCALE | 124 | 155 | NA | NO | NO
METTLER TOLEDO | XSR303S | SCALE | 207 | 259 | NA | NO | NO
METTLER TOLEDO | XSR4002S | SCALE | 124 | 155 | NA | NO | NO
MEYER GAUGE | .011"-.250" | PLUS PLUG GAUGE SET | 621 | 776 | NA | NO | NO | 250 pc
MEYER GAUGE | .3437" | RING GAUGE PLAIN CLASS XX | 69 | 86 | NA | NO | NO
MEYER GAUGE | 0.011"-0.060"Minus | PLUG GAUGE SET | 138 | 173 | NA | NO | NO | 50 pc
MEYER GAUGE | 0.011"-1.000" Minus | PLUG GAUGE SET | 1656 | 2070 | NA | NO | NO | 990 pc
MEYER GAUGE | 0.0115"-0.0605" | PIN GAUGE SET | 138 | 173 | NA | NO | NO | 50 pc
MEYER GAUGE | 0.0600" CLASS X Plus | PLUG GAUGE | 69 | 86 | NA | NO | NO
MEYER GAUGE | 0.0601" CLASS X Plus | PLUG GAUGE | 69 | 86 | NA | NO | NO
MEYER GAUGE | 0.0602" CLASS X Plus | PLUG GAUGE | 69 | 86 | NA | NO | NO
MEYER GAUGE | 0.0603" CLASS X Plus | PLUG GAUGE | 69 | 86 | NA | NO | NO
MEYER GAUGE | 0.0604" CLASS X Plus | PLUG GAUGE | 69 | 86 | NA | NO | NO
MEYER GAUGE | 0.0605" CLASS X Minus | PLUG GAUGE | 69 | 86 | NA | NO | NO
MEYER GAUGE | 0.061"-0.250" | PLUG GAUGE SET | 449 | 561 | NA | NO | NO | 190 pc
MEYER GAUGE | 0.1915"-0.1920" | PLUG GAUGE SET | 110 | 138 | NA | NO | NO | 5 pc
MEYER GAUGE | 0.251 - 0.500" PLUS | PLUG GAUGE SET | 621 | 776 | NA | NO | NO | 250 pc
MEYER GAUGE | 0.504 - 0.625" PLUS | PLUG GAUGE SET | 449 | 561 | NA | NO | NO | 121 pc
MEYER GAUGE | 0.5100" | RING GAUGE MASTER CLASS XX | 69 | 86 | NA | NO | NO
MEYER GAUGE | 0.626"-0.750" PLUS | PLUG GAUGE SET | 449 | 561 | NA | NO | NO | 125 pc
MEYER GAUGE | 0.8250" | RING GAUGE MASTER CLASS XX | 69 | 86 | NA | NO | NO
MEYER GAUGE | 1.1350" | RING GAUGE MASTER CLASS XX | 69 | 86 | NA | NO | NO
MEYER GAUGE | 1.1811" CLASS X | PLUG GAUGE | 69 | 86 | NA | NO | NO
MEYER GAUGE | 1.1935"/1.1965" | PLUG GAUGE GO NOGO CLASS X | 69 | 86 | NA | NO | NO
MEYER GAUGE | 1.3455"/1.3485" | PLUG GAUGE GO NOGO CLASS X | 69 | 86 | NA | NO | NO
MEYER GAUGE | 1.3650"/1.3670" | PLUG GAUGE GO NOGO CLASS X | 69 | 86 | NA | NO | NO
MEYER GAUGE | 1.5031"/1.5061" | PLUG GAUGE GO NOGO CLASS X | 69 | 86 | NA | NO | NO
MEYER GAUGE | 1.5100" | RING GAUGE MASTER CLASS XX | 69 | 86 | NA | NO | NO
MEYER GAUGE | 1.5230"/1.5250" | PLUG GAUGE GO NOGO CLASS X | 69 | 86 | NA | NO | NO
MEYER GAUGE | 1.6820"/1.6840" | PLUG GAUGE GO NOGO CLASS X | 69 | 86 | NA | NO | NO
MEYER GAUGE | 12-32 UNEF-2B | THREAD PLUG GAUGE GO NOGO | 69 | 86 | NA | NO | NO
MEYER GAUGE | 2.0100" | RING GAUGE MASTER CLASS XX | 69 | 86 | NA | NO | NO
MEYER GAUGE | 2.5100" | RING GAUGE MASTER CLASS XX | 69 | 86 | NA | NO | NO
MEYER GAUGE | 3.0100" | RING GAUGE MASTER CLASS XX | 69 | 86 | NA | NO | NO
MEYER GAUGE | 3.5100" | RING GAUGE MASTER CLASS XX | 69 | 86 | NA | NO | NO
MEYER GAUGE | 4.0100" | RING GAUGE MASTER CLASS XX | 69 | 86 | NA | NO | NO
MEYER GAUGE | 4-40 UNC-2A | THREAD RING GAUGE GO NOGO | 69 | 86 | NA | NO | NO
MEYER GAUGE | 6-40 UNF-2B | THREAD PLUG GAUGE GO NOGO | 69 | 86 | NA | NO | NO
MEYER GAUGE | 7/16-20 UNF-2A | THREAD RING GAUGE GO NOGO | 69 | 86 | NA | NO | NO
MEYER GAUGE | L1 - minus | PLUG GAUGE SET | 1139 | 1424 | NA | NO | NO | 690 pc
MEYER GAUGE | L1 - plus | PLUG GAUGE SET | 1139 | 1424 | NA | NO | NO | 690 pc
MEYER GAUGE | L2 - minus | PLUG GAUGE SET | 1484 | 1855 | NA | NO | NO | 880 pc
MEYER GAUGE | L2 - plus | PLUG GAUGE SET | 1484 | 1855 | NA | NO | NO | 880 pc
MEYER GAUGE | L2C - minus | PLUG GAUGE SET | 1656 | 2070 | NA | NO | NO | 980 pc
MEYER GAUGE | L2C - plus | PLUG GAUGE SET | 1656 | 2070 | NA | NO | NO | 980 pc
MEYER GAUGE | L3 - minus | PLUG GAUGE SET | 1656 | 2070 | NA | NO | NO | 940 pc
MEYER GAUGE | L3 - plus | PLUG GAUGE SET | 1656 | 2070 | NA | NO | NO | 940 pc
MEYER GAUGE | L4 - minus | PLUG GAUGE SET | 1656 | 2070 | NA | NO | NO | 990 pc
MEYER GAUGE | L4 - plus | PLUG GAUGE SET | 1656 | 2070 | NA | NO | NO | 990 pc
MEYER GAUGE | L5 - minus | PLUG GAUGE SET | 621 | 776 | NA | NO | NO | 250 pc
MEYER GAUGE | L5 - plus | PLUG GAUGE SET | 621 | 776 | NA | NO | NO | 250 pc
MEYER GAUGE | LC - minus | PLUG GAUGE SET | 1311 | 1639 | NA | NO | NO | 740 pc
MEYER GAUGE | LC - plus | PLUG GAUGE SET | 1311 | 1639 | NA | NO | NO | 740 pc
MEYER GAUGE | LC / 0.011"-0.750" | PLUG GAUGE SET | 1311 | 1639 | NA | NO | NO | 740 pc
MEYER GAUGE | LS - minus | PLUG GAUGE SET | 1139 | 1424 | NA | NO | NO | 615 pc
MEYER GAUGE | LS - plus | PLUG GAUGE SET | 1139 | 1424 | NA | NO | NO | 615 pc
MEYER GAUGE | M-0 / 0.011"-0.060" Minus | PLUG GAUGE SET | 138 | 173 | NA | NO | NO | 50 pc
MEYER GAUGE | M-0 / 0.011"-0.060" Plus | PLUG GAUGE SET | 138 | 173 | NA | NO | NO | 50 pc
MEYER GAUGE | M-1 / 0.061"-0.250" | PLUG GAUGE SET | 449 | 561 | NA | NO | NO | 190 pc
MEYER GAUGE | M-1 / 0.061"-0.250" Minus | PLUG GAUGE SET | 449 | 561 | NA | NO | NO | 190 pc
MEYER GAUGE | M-1 / 0.061"-0.250" Plus | PLUG GAUGE SET | 449 | 561 | NA | NO | NO | 190 pc
MEYER GAUGE | M-2 / 0.251"-0.500" | PLUG GAUGE SET | 621 | 776 | NA | NO | NO | 250 pc
MEYER GAUGE | M-2 / 0.251"-0.500" Minus | PLUG GAUGE SET | 621 | 776 | NA | NO | NO | 250 pc
MEYER GAUGE | M-2 / 0.251"-0.500" Plus | PLUG GAUGE SET | 621 | 776 | NA | NO | NO | 250 pc
MEYER GAUGE | M-3 / 0.501"-0.625" Minus | PLUG GAUGE SET | 449 | 561 | NA | NO | NO | 125 pc
MEYER GAUGE | M-3 / 0.501"-0.625" Plus | PLUG GAUGE SET | 449 | 561 | NA | NO | NO | 125 pc
MEYER GAUGE | M-4 / 0.626"-0.750" Minus | PLUG GAUGE SET | 449 | 561 | NA | NO | NO | 125 pc
MEYER GAUGE | M-4 / 0.626"-0.750" Plus | PLUG GAUGE SET | 449 | 561 | NA | NO | NO | 125 pc
MEYER GAUGE | M-5 / 0.751"-0.832" | PLUG GAUGE SET | 242 | 303 | NA | NO | NO | 82 pc
MEYER GAUGE | M-5 / 0.751"-0.832" Plus | PLUG GAUGE SET | 242 | 303 | NA | NO | NO | 82 pc
MEYER GAUGE | M-6 / 0.833"-0.916" | PLUG GAUGE SET | 242 | 303 | NA | NO | NO | 84 pc
MEYER GAUGE | M-6 / 0.833"-0.916" Plus | PLUG GAUGE SET | 242 | 303 | NA | NO | NO | 84 pc
MEYER GAUGE | M-7 / 0.917"-1.000" Minus | PLUG GAUGE SET | 242 | 303 | NA | NO | NO | 84 pc
MEYER GAUGE | M-7 / 0.917"-1.000" Plus | PLUG GAUGE SET | 242 | 303 | NA | NO | NO | 84 pc
MEYER GAUGE | MG1-25 / 0.0310" NOM. | PLUG GAUGE SET NOGO | 110 | 138 | NA | NO | NO | 25 pc
MEYER GAUGE | MG1-25 / 0.0382" NOM. | PLUG GAUGE SET NOGO | 110 | 138 | NA | NO | NO | 25 pc
MEYER GAUGE | MG2-25 / 0.0625" | PLUG GAUGE SET GO | 110 | 138 | NA | NO | NO | 25 pc
MEYER GAUGE | MG2-25 / 0.0650" | PLUG GAUGE SET NOGO | 110 | 138 | NA | NO | NO | 25 pc
MEYER GAUGE | MG2-25 / 0.070" NOM. | PLUG GAUGE SET GO | 110 | 138 | NA | NO | NO | 25 pc
MEYER GAUGE | MG2-25 / 0.0910" NOMINAL | PLUG GAUGE SET GO | 110 | 138 | NA | NO | NO | 25 pc
MEYER GAUGE | MG2-25 / 0.1250" NOMINAL | PLUG GAUGE SET NOGO | 110 | 138 | NA | NO | NO | 25 pc
MEYER GAUGE | MG2-25 / 0.1275" NOMINAL | PLUG GAUGE SET NOGO | 110 | 138 | NA | NO | NO | 25 pc
MEYER GAUGE | MG2-25 / 0.1875" NOMINAL | PLUG GAUGE SET NOGO | 110 | 138 | NA | NO | NO | 25 pc
MEYER GAUGE | MG2-25 / 0.2500" NOMINAL | PLUG GAUGE SET NOGO | 110 | 138 | NA | NO | NO | 25 pc
MEYER GAUGE | MG3-25 / 0.2730" NOMINAL | PLUG GAUGE SET GO | 110 | 138 | NA | NO | NO | 25 pc
MEYER GAUGE | MG3-25 / 0.3125" NOMINAL | PLUG GAUGE SET NOGO | 110 | 138 | NA | NO | NO | 25 pc
MEYER GAUGE | MG3-25 / 0.3588"-0.3702" | PLUG GAUGE SET | 110 | 138 | NA | NO | NO | 25 pc
MEYER GAUGE | MG3-25 / 0.3750" NOMINAL | PLUG GAUGE SET NOGO | 110 | 138 | NA | NO | NO | 25 pc
MEYER GAUGE | MG3-25 / 0.5000" NOMINAL | THREAD PLUG GAUGE NOGO | 69 | 86 | NA | NO | NO
MG | 7104 | MICROMETER | 69 | 86 | 93 | YES | NO | 4 INCH
MG | 7105 | MICROMETER | 69 | 86 | 93 | YES | NO | 5 INCH
MG | 7106 | MICROMETER | 69 | 86 | 93 | YES | NO | 6 INCH
MG | 7108 | MICROMETER | 69 | 86 | 93 | YES | NO | 8 INCH
MG | 7109 | MICROMETER | 69 | 86 | 93 | YES | NO | 9 INCH
MG | 7110 | MICROMETER | 69 | 86 | 93 | YES | NO | 10 INCH
MG | 7111 | MICROMETER | 69 | 86 | 93 | YES | NO | 11 INCH
MG | 7112 | MICROMETER | 69 | 86 | 93 | YES | NO | 12 INCH
MG | 0-1" | MICROMETER | 69 | 86 | 93 | YES | NO | 1 INCH
MHC | 0.011"-.060" MINUS | PIN GAUGE SET | 138 | 173 | NA | NO | NO | 50 pc
MHC | 0.5" | INDICATOR DIAL | 69 | 86 | NA | NO | NO | 0.500 INCH
MHC | 0-1 IN | INDICATOR DIAL | 69 | 86 | NA | NO | NO | 1 INCH
MHC | 0-2" | INDICATOR DIAL | 69 | 86 | NA | NO | NO | 2 INCH
MHC | 1" | INDICATOR DIAL | 69 | 86 | NA | NO | NO | 1 INCH
MHC | 1.0" | INDICATOR DIAL | 69 | 86 | NA | NO | NO | 1 INCH
MHC | 2.0" | INDICATOR DIAL | 69 | 86 | NA | NO | NO | 2 INCH
MHC | 24" | CALIPER LARGE | 104 | 130 | 140 | YES | NO | 24 INCH
MHC | 6" | CALIPER | 69 | 86 | 93 | YES | NO | 6 INCH
MHC INDUSTRIAL SUPPLY | 0-1" | INDICATOR DIAL | 69 | 86 | NA | NO | NO | 1 INCH
MIB INSTRUMENTS | DM4070 | LCR METER HANDHELD | 210 | 263 | NA | NO | NO
MICHELL INSTRUMENTS | OPTIDEW 401 | CHILLED MIRROR HYGROMETER | 380 | 475 | NA | NO | NO
MICHELL INSTRUMENTS | OPTIDEW 501 | CHILLED MIRROR HYGROMETER | 380 | 475 | NA | NO | NO
MICRO 100 | 0.250" | CENTERLESS GROUND CARBIDE ROD | 138 | 173 | NA | NO | NO
MICRO 100 | 0.313" | CENTERLESS GROUND CARBIDE ROD | 138 | 173 | NA | NO | NO
MICRO VU | 500HP | OPTICAL COMPARATOR | 276 | 345 | NA | NO | NO
MICROMANIPULATOR | C1000HE | TEMP CONTROLLER THERMAL CHUCK | 126 | 158 | 170 | YES | NO
MICROMANIPULATOR | H1000 | TEMP CONTROLLER THERMAL CHUCK | 126 | 158 | 170 | YES | NO
MICROMANIPULATOR | RMC-6/12 | TEMP CONTROLLER THERMAL CHUCK | 126 | 158 | 170 | YES | NO
MICRONTA RADIO SHACK | 6300661 | TIMER | 126 | 158 | NA | NO | NO
MICRONTA RADIO SHACK | 22-163 | DMM HANDHELD | 126 | 158 | 170 | YES | NO
MICRONTA RADIO SHACK | 22-185A | DMM HANDHELD | 126 | 158 | 170 | YES | NO
MICRONTA RADIO SHACK | 22-813 | DMM HANDHELD | 126 | 158 | 170 | YES | NO
MICRONTA RADIO SHACK | 33-2050 | SOUND LEVEL METER | 168 | 210 | NA | NO | NO
MICRONTA RADIO SHACK | 33-2055 | SOUND LEVEL METER | 168 | 210 | NA | NO | NO
MICRONTA RADIO SHACK | 33-4050 | SOUND LEVEL METER | 168 | 210 | NA | NO | NO
MICRONTA RADIO SHACK | 63 5010 | TIMER | 126 | 158 | NA | NO | NO
MICRONTA RADIO SHACK | 63 5011 | TIMER | 126 | 158 | NA | NO | NO
MICRONTA RADIO SHACK | 63-1601 | TIMER | 126 | 158 | NA | NO | NO
MICRONTA RADIO SHACK | 63-5012 | TIMER | 126 | 158 | NA | NO | NO
MICROTEMP | MT-EXP | IR THERMOMETER | 168 | 210 | NA | NO | NO
MICROTEST | 2937-4000-01 | FIBER OPTIC POWER METER | 210 | 263 | NA | NO | NO
MICROTEST | 2937-4001-01 | FIBER OPTIC LASER SOURCE | 210 | 263 | NA | NO | NO
MICRO-VU | M1040111 | OPTICAL COMPARATOR | 276 | 345 | NA | NO | NO
MICRO-VU | M321 | VIDEO MEASUREMENT MACHINE | 276 | 345 | NA | NO | NO
MICRO-VU | Q16 MATRIX | VIDEO COMPARATOR | 276 | 345 | NA | NO | NO
MICRO-VU | S14 | OPTICAL COMPARATOR | 276 | 345 | NA | NO | NO
MICRO-VU | S-14 | VIDEO COMPARATOR | 276 | 345 | NA | NO | NO
MICROWAVE LOGIC | ST103 | SONETEST TRANSCEIVER | 420 | 525 | NA | NO | NO
MICROWAVE LOGIC | ST-103A RX | SONETEST TRANSCEIVER | 420 | 525 | NA | NO | NO
MICROWAVE LOGIC | ST103RX | SONETEST TRANSCEIVER | 420 | 525 | NA | NO | NO
MICROWAVE LOGIC | ST112 | SONET TRANCEIVER/ANALYZER | 420 | 525 | NA | NO | NO
MICSIG | DP10013 | HV DIFFERENTIAL PROBE | 168 | 210 | 227 | YES | NO
MIDWEST | UNKNOWN | OVEN | 378 | 473 | 510 | YES | NO | Accredited Up to +400oC
MIFCO | MD-250 | TEMP METER THERMOCOUPLE | 168 | 210 | 227 | YES | NO
MIKRON | C0049.10007516 | VISION PLATE FOR VISION VERIFICATION | 168 | 210 | NA | NO | NO
MIKRON | G05 | ASSEMBLY CELL | 168 | 210 | NA | NO | NO
MIKRON INSTRUMENT | M102 | IR THERMOMETER | 168 | 210 | NA | NO | NO
MILJOCO | 2N | PRESSURE GAUGE AIR | 69 | 86 | NA | NO | NO | 100 PSI
MILJOCO | 30 In/H2O | PRESSURE GAUGE | 69 | 86 | NA | NO | NO
MILLER | DYNASTY 280 DX | DC POWER SUPPLY WELDING | 336 | 420 | NA | NO | NO
MILLER | DYNASTY 400 | DC POWER SUPPLY WELDING | 336 | 420 | NA | NO | NO
MILLER | MILLERMATIC 211 | WELDER | 336 | 420 | NA | NO | NO
MILLER | MILLERMATIC 250 X | WELDER | 336 | 420 | NA | NO | NO
MILLER | MILLERMATIC 252 | WELDER | 336 | 420 | NA | NO | NO
MILLER | MILLERMATIC 255 | WELDER | 336 | 420 | NA | NO | NO
MILLER | SYNCROWAVE 250 DX | TIG WELDER | 336 | 420 | NA | NO | NO
MILLER | SYNCROWAVE 300 | TIG WELDER | 336 | 420 | NA | NO | NO
MILLER | SYNCROWAVE 351 | TIG WELDER | 336 | 420 | NA | NO | NO
MILLER | SYNCROWAVE 400 | TIG WELDER | 336 | 420 | NA | NO | NO
MILLER & WEBBER | VARIOUS | LIQUID IN GLASS THERMOMETER PARTIAL IMMERSION | 168 | 210 | 227 | YES | NO | Only Accept -15C to +90C Range
MILLER & WEBBER | VARIOUS | LIQUID IN GLASS THERMOMETER TOTAL IMMERSION | 0 | 0 | NA | NO | NO | DO NOT ACCEPT TOTAL IMMERSION
MILLER ELECTRIC MFG | 902804 | RESISTOR LOAD BANK | 504 | 630 | NA | NO | NO
MILLIPORE | CDLD Series | CAPACITANCE DIAPHRAGM GAUGE (BARATRON) | 0 | 0 | NA | NO | NO | No Capability
MILMETCO | 686 HA | PAINT CURING OVEN | 378 | 473 | 510 | YES | NO | Accredited Up to +400oC
MILTON | BAYONET | PRESSURE GAUGE TIRE PRESSURE | 69 | 86 | NA | NO | NO
MILWAUKEE | 2212-20 | ELECTRICAL TESTER | 126 | 158 | 170 | YES | NO
MILWAUKEE | 2217-20 | DMM HANDHELD | 126 | 158 | 170 | YES | NO
MILWAUKEE | 2235-20 | CLAMP METER | 126 | 158 | 170 | YES | NO
MILWAUKEE | 2265-20 | LASER TEMP GUN THERMOMETER | 168 | 210 | NA | NO | NO
MILWAUKEE | 2267-20 | INFRARED THERMOMETER | 168 | 210 | NA | NO | NO
MILWAUKEE | 2278-20 | INFRARED TEMP GUN | 168 | 210 | NA | NO | NO
MINI CIRCUITS | CAT-20 | RF ATTENUATOR | 126 | 158 | NA | NO | NO | 20 DB
MINI CIRCUITS | PWR-4GHS | POWER SENSOR | 294 | 368 | NA | NO | NO
MINI CIRCUITS | PWR-6G | RF POWER SENSOR USB | 294 | 368 | NA | NO | NO | 6 GHz
MINI CIRCUITS | PWR-6GHS | POWER SENSOR | 294 | 368 | NA | NO | NO | 6 GHz
MINI CIRCUITS | PWR-8GHS | POWER SENSOR | 294 | 368 | NA | NO | NO
MINI CIRCUITS | PWR-SEN-6GHS | POWER SENSOR | 294 | 368 | NA | NO | NO | 6 GHz
MINI CIRCUITS | PWR-SEN-6RMS-RC | POWER SENSOR | 294 | 368 | NA | NO | NO
MINI CIRCUITS | PWR-SEN-8GHS-RC | POWER SENSOR | 294 | 368 | NA | NO | NO | 8 GHz
MINI CIRCUITS | SSG-6000 RC | SYNTHESIZED SIGNAL GENERATOR | 588 | 735 | NA | NO | NO
MITCHELL INSTRUMENT CO. | MITHD3 | HIGH VOLTAGE DETECTOR | 168 | 210 | NA | NO | NO
MITEQ | TTA-DUAL | DUAL RF AMPLIFIER, 0.1-18GHZ, 18-26GHZ | 252 | 315 | NA | NO | NO
MITEQ | U-9356 | UP CONVERTER | 378 | 473 | NA | NO | NO
MITSUBISHI | MCP-T360 | RESISTANCE 4 POINT PROBE | 210 | 263 | NA | NO | NO
MITUTOYO | 0.1 | GAUGE BLOCK | 69 | 86 | NA | NO | NO | 0.100 INCH
MITUTOYO | 0.25 | GAUGE BLOCK | 69 | 86 | NA | NO | NO | 0.250 INCH
MITUTOYO | 0.5 | GAUGE BLOCK | 69 | 86 | NA | NO | NO | 0.500 INCH
MITUTOYO | 122 | MICROMETER | 69 | 86 | 93 | YES | NO
MITUTOYO | 187 | PROTRACTOR BEVEL | 69 | 86 | NA | NO | NO
MITUTOYO | 211 | SURFACE PROFILOMETER | 276 | 345 | NA | NO | NO
MITUTOYO | 1157 | INDICATOR DIAL | 69 | 86 | NA | NO | NO
MITUTOYO | 1410 | INDICATOR DIAL | 69 | 86 | NA | NO | NO
MITUTOYO | 1507 | INDICATOR DIAL | 69 | 86 | NA | NO | NO | 0.125 INCH
MITUTOYO | 2276 | INDICATOR DIAL | 69 | 86 | NA | NO | NO
MITUTOYO | 2416 | INDICATOR DIAL | 69 | 86 | NA | NO | NO
MITUTOYO | 2424 | INDICATOR DIAL | 69 | 86 | NA | NO | NO
MITUTOYO | 2904 | DEPTH INDICATOR | 69 | 86 | NA | NO | NO
MITUTOYO | 2971 | INDICATOR DIAL | 69 | 86 | NA | NO | NO
MITUTOYO | 7218 | DEPTH GAUGE | 69 | 86 | NA | NO | NO
MITUTOYO | 7231 | DEPTH GAUGE | 69 | 86 | NA | NO | NO
MITUTOYO | 7300 | INDICATOR DIAL THICKNESS GAUGE | 69 | 86 | NA | NO | NO | 1 INCH
MITUTOYO | 24165 | INDICATOR DIAL | 69 | 86 | NA | NO | NO
MITUTOYO | 505675 | CALIPER | 69 | 86 | 93 | YES | NO | 6 INCH
MITUTOYO | 900581 | CENTER MASTER | 69 | 86 | NA | NO | NO
MITUTOYO | 1451245 | CALIPER | 69 | 86 | 93 | YES | NO
MITUTOYO | .001” | MICROMETER DEPTH | 69 | 86 | 93 | YES | NO | 0.001 INCH
MITUTOYO | .100" | GAUGE BLOCK | 69 | 86 | NA | NO | NO | 0.100 INCH
MITUTOYO | .200" | GAUGE BLOCK | 69 | 86 | NA | NO | NO | 0.200 INCH
MITUTOYO | .500" | GAUGE BLOCK | 69 | 86 | NA | NO | NO | 0.500 INCH
MITUTOYO | 0.001" | MICROMETER DEPTH | 69 | 86 | NA | NO | NO | 0.001 INCH
MITUTOYO | 0.140" | INDICATOR DIAL | 69 | 86 | NA | NO | NO | 0.140 INCH
MITUTOYO | 0.275"-0.350" | MICROMETER BORE | 69 | 86 | NA | NO | NO | 0.350 INCH
MITUTOYO | 0.275-.35" | MICROMETER BORE | 69 | 86 | NA | NO | NO | 0.350 INCH
MITUTOYO | 0.2mm | GAUGE BLOCK | 69 | 86 | NA | NO | NO | 0.200 mm
MITUTOYO | 0.35-.425" | MICROMETER BORE | 69 | 86 | NA | NO | NO | 0.425 INCH
MITUTOYO | 0.350"-0.425" | MICROMETER BORE | 69 | 86 | NA | NO | NO | 0.425 INCH
MITUTOYO | 0.35mm | GAUGE BLOCK | 69 | 86 | NA | NO | NO | 0.350 mm
MITUTOYO | 0.425"-0.500" | MICROMETER BORE | 69 | 86 | NA | NO | NO | 0.500 INCH
MITUTOYO | 0.425-.5" | MICROMETER BORE | 69 | 86 | NA | NO | NO | 0.500 INCH
MITUTOYO | 0.5" | SQUARE GAUGE BLOCK | 69 | 86 | NA | NO | NO | 0.500 INCH
MITUTOYO | 0.500"-0.600" | MICROMETER BORE | 69 | 86 | NA | NO | NO | 0.600 INCH
MITUTOYO | 0.500"-0.650" | MICROMETER BORE | 69 | 86 | NA | NO | NO | 0.650 INCH
MITUTOYO | 0.65-.8" | MICROMETER BORE | 69 | 86 | NA | NO | NO | 0.800 INCH
MITUTOYO | 0.650"-0.800" | MICROMETER BORE | 69 | 86 | NA | NO | NO | 0.800 INCH
MITUTOYO | 0.7mm | GAUGE BLOCK | 69 | 86 | NA | NO | NO | 0.700 mm
MITUTOYO | 0.800"-1.000" | MICROMETER BORE | 69 | 86 | NA | NO | NO | 1 INCH
MITUTOYO | 0-1 INCH | MICROMETER | 69 | 86 | 93 | YES | NO | 1 INCH
MITUTOYO | 0-1 INCH DEPTH MICROMETER | MICROMETER DEPTH | 69 | 86 | 93 | YES | NO | 1 INCH
MITUTOYO | 0-1" | MICROMETER | 69 | 86 | 93 | YES | NO | 1 INCH
MITUTOYO | 0-1” | MICROMETER | 69 | 86 | 93 | YES | NO | 1 INCH
MITUTOYO | 0-12" | MICROMETER DEPTH SET | 207 | 259 | 279 | YES | NO | 12 Rods
MITUTOYO | 0-2" | MICROMETER BLADE | 69 | 86 | 93 | YES | NO | 2 INCH
MITUTOYO | 0-20 INCH CALIPER | CALIPER | 69 | 86 | 93 | YES | NO | 20 INCH
MITUTOYO | 0-25mm | MICROMETER | 69 | 86 | 93 | YES | NO | 25 mm
MITUTOYO | 0-3" | MICROMETER DEPTH SET | 104 | 130 | 140 | YES | NO | 3 Rods
MITUTOYO | 0-4" | MICROMETER DEPTH SET | 138 | 173 | 186 | YES | NO | 4 Rods
MITUTOYO | 050141C | CMM SPHERE | 90 | 113 | NA | NO | NO | 0.99993 INCH
MITUTOYO | 0-6" | MICROMETER DEPTH SET | 138 | 173 | 186 | YES | NO | 6 Rods
MITUTOYO | 0-6” CALIPER | CALIPER | 69 | 86 | 93 | YES | NO | 6 INCH
MITUTOYO | 06ABM944 | CMM SPHERE | 90 | 113 | NA | NO | NO
MITUTOYO | 1" | GAUGE BLOCK | 69 | 86 | NA | NO | NO | 1 INCH
MITUTOYO | 1" - 6" | MICROMETER DEPTH | 69 | 86 | 93 | YES | NO | 6 INCH
MITUTOYO | 1.00" | CMM SPHERE | 90 | 113 | NA | NO | NO | 1 INCH
MITUTOYO | 1.000"-1.200" | MICROMETER BORE | 69 | 86 | NA | NO | NO | 1.2 INCH
MITUTOYO | 1.600"-2.000" | MICROMETER BORE | 69 | 86 | NA | NO | NO | 2 INCH
MITUTOYO | 101-103 | MICROMETER | 69 | 86 | 93 | YES | NO | 1 INCH
MITUTOYO | 101-105 | MICROMETER | 69 | 86 | 93 | YES | NO | 1 INCH
MITUTOYO | 101-106 | MICROMETER | 69 | 86 | 93 | YES | NO | 2 INCH
MITUTOYO | 101-114 | MICROMETER | 69 | 86 | 93 | YES | NO | 2 INCH
MITUTOYO | 101-117 | MICROMETER | 69 | 86 | 93 | YES | NO | 1 INCH
MITUTOYO | 101-119 | MICROMETER | 69 | 86 | 93 | YES | NO | 3 INCH
MITUTOYO | 101-120 | MICROMETER | 69 | 86 | 93 | YES | NO | 4 INCH
MITUTOYO | 102-124 | MICROMETER | 69 | 86 | 93 | YES | NO | 1 INCH
MITUTOYO | 102-327 | MICROMETER | 69 | 86 | 93 | YES | NO | 1 INCH
MITUTOYO | 102-717 | MICROMETER | 69 | 86 | 93 | YES | NO | 1 INCH
MITUTOYO | 103-113 | MICROMETER | 69 | 86 | 93 | YES | NO | 1 INCH
MITUTOYO | 103-114 | MICROMETER | 69 | 86 | 93 | YES | NO | 2 INCH
MITUTOYO | 103-115 | MICROMETER | 69 | 86 | 93 | YES | NO | 3 INCH
MITUTOYO | 103-116 | MICROMETER | 69 | 86 | 93 | YES | NO | 4 INCH
MITUTOYO | 103-117 | MICROMETER | 69 | 86 | 93 | YES | NO | 5 INCH
MITUTOYO | 103-118 | MICROMETER | 69 | 86 | 93 | YES | NO | 6 INCH
MITUTOYO | 103-125 | MICROMETER | 69 | 86 | 93 | YES | NO | 1 INCH
MITUTOYO | 103-127 | MICROMETER | 69 | 86 | 93 | YES | NO | 1 INCH
MITUTOYO | 103-128 | MICROMETER | 69 | 86 | 93 | YES | NO | 2 INCH
MITUTOYO | 103-132 | MICROMETER | 69 | 86 | 93 | YES | NO | 2 INCH
MITUTOYO | 103-135 | MICROMETER | 69 | 86 | 93 | YES | NO | 1 INCH
MITUTOYO | 103-136 | MICROMETER | 69 | 86 | 93 | YES | NO | 2 INCH
MITUTOYO | 103-137 | MICROMETER | 69 | 86 | 93 | YES | NO | 1 INCH
MITUTOYO | 103-177 | MICROMETER | 69 | 86 | 93 | YES | NO | 1 INCH
MITUTOYO | 103-179 | MICROMETER | 69 | 86 | 93 | YES | NO | 3 INCH
MITUTOYO | 103-180 | MICROMETER | 69 | 86 | 93 | YES | NO | 4 INCH
MITUTOYO | 103-181A | MICROMETER | 69 | 86 | 93 | YES | NO | 5 INCH
MITUTOYO | 103-182A | MICROMETER | 69 | 86 | 93 | YES | NO | 6 INCH
MITUTOYO | 103-183A | MICROMETER | 69 | 86 | 93 | YES | NO | 7 INCH
MITUTOYO | 103-184A | MICROMETER | 69 | 86 | 93 | YES | NO | 8 INCH
MITUTOYO | 103-185A | MICROMETER | 69 | 86 | 93 | YES | NO | 9 INCH
MITUTOYO | 103-186A | MICROMETER | 69 | 86 | 93 | YES | NO | 10 INCH
MITUTOYO | 103-187A | MICROMETER | 69 | 86 | 93 | YES | NO | 11 INCH
MITUTOYO | 103-188A | MICROMETER | 69 | 86 | 93 | YES | NO | 12 INCH
MITUTOYO | 103-212 | MICROMETER | 69 | 86 | 93 | YES | NO | 2 INCH
MITUTOYO | 103-213 | MICROMETER | 69 | 86 | 93 | YES | NO
MITUTOYO | 103-217 | MICROMETER | 69 | 86 | 93 | YES | NO | 3 INCH
MITUTOYO | 103-218 | MICROMETER | 69 | 86 | 93 | YES | NO | 4 INCH
MITUTOYO | 103-219 | MICROMETER | 69 | 86 | 93 | YES | NO | 5 INCH
MITUTOYO | 103-219A | MICROMETER | 69 | 86 | 93 | YES | NO | 5 INCH
MITUTOYO | 103-220 | MICROMETER | 69 | 86 | 93 | YES | NO | 6 INCH
MITUTOYO | 103-220A | MICROMETER | 69 | 86 | 93 | YES | NO | 6 INCH
MITUTOYO | 103-221 | MICROMETER | 69 | 86 | 93 | YES | NO | 7 INCH
MITUTOYO | 103-221A | MICROMETER | 69 | 86 | 93 | YES | NO | 7 INCH
MITUTOYO | 103-222A | MICROMETER | 69 | 86 | 93 | YES | NO | 8 INCH
MITUTOYO | 103-223A | MICROMETER | 69 | 86 | 93 | YES | NO | 9 INCH
MITUTOYO | 103-224A | MICROMETER | 69 | 86 | 93 | YES | NO | 10 INCH
MITUTOYO | 103-225A | MICROMETER | 69 | 86 | 93 | YES | NO | 11 INCH
MITUTOYO | 103-226A | MICROMETER | 69 | 86 | 93 | YES | NO | 12 INCH
MITUTOYO | 103-259 | MICROMETER | 69 | 86 | 93 | YES | NO | 1 INCH
MITUTOYO | 103-260 | MICROMETER | 69 | 86 | 93 | YES | NO | 1 INCH
MITUTOYO | 103-260-99 | MICROMETER | 69 | 86 | 93 | YES | NO | 1 INCH
MITUTOYO | 103-262 | MICROMETER | 69 | 86 | 93 | YES | NO | 2 INCH
MITUTOYO | 103-907 | MICROMETER O.D. SET | 69 | 86 | 93 | YES | NO | Rods Separate
MITUTOYO | 104-138 | MICROMETER O.D. SET | 69 | 86 | 93 | YES | NO | Rods Separate
MITUTOYO | 111-166 | MICROMETER SPLINE | 69 | 86 | 93 | YES | NO | 1 INCH
MITUTOYO | 112-177 | MICROMETER POINT | 69 | 86 | 93 | YES | NO | 1 INCH
MITUTOYO | 112-189 | MICROMETER POINT | 69 | 86 | 93 | YES | NO | 1 INCH
MITUTOYO | 112-225 | MICROMETER POINT | 69 | 86 | 93 | YES | NO | 1 INCH
MITUTOYO | 112-237 | MICROMETER POINT | 69 | 86 | 93 | YES | NO | 1 INCH
MITUTOYO | 112-238 | MICROMETER | 69 | 86 | 93 | YES | NO | 2 INCH
MITUTOYO | 114-135 | MICROMETER ANVIL | 69 | 86 | NA | NO | NO | 1 INCH
MITUTOYO | 114-202 | MICROMETER ANVIL | 69 | 86 | NA | NO | NO | 1 INCH
MITUTOYO | 115-153 | MICROMETER BALL | 69 | 86 | 93 | YES | NO | 1 INCH
MITUTOYO | 115-253 | MICROMETER BALL | 69 | 86 | 93 | YES | NO | 1 INCH
MITUTOYO | 115-313 | MICROMETER BALL TUBE | 69 | 86 | 93 | YES | NO | 1 INCH
MITUTOYO | 115-314 | MICROMETER TUBE | 69 | 86 | 93 | YES | NO | 1 INCH
MITUTOYO | 117-101 | MICROMETER | 69 | 86 | 93 | YES | NO | 1 INCH
MITUTOYO | 117-107 | MICROMETER | 69 | 86 | 93 | YES | NO | 1 INCH
MITUTOYO | 117-108 | MICROMETER | 69 | 86 | 93 | YES | NO | 2 INCH
MITUTOYO | 1-2 INCH | MICROMETER | 69 | 86 | 93 | YES | NO | 2 INCH
MITUTOYO | 12" | HEIGHT GAUGE DIGITAL | 124 | 155 | NA | NO | NO | 12 INCH
MITUTOYO | 1-2" | MICROMETER | 69 | 86 | 93 | YES | NO | 2 INCH
MITUTOYO | 1-2” | MICROMETER | 69 | 86 | 93 | YES | NO | 2 INCH
MITUTOYO | 122-125 | MICROMETER BLADE | 69 | 86 | 93 | YES | NO | 1 INCH
MITUTOYO | 122-126 | MICROMETER BLADE | 69 | 86 | 93 | YES | NO | 2 INCH
MITUTOYO | 122-127 | MICROMETER BLADE | 69 | 86 | 93 | YES | NO | 3 INCH
MITUTOYO | 122-135 | MICROMETER | 69 | 86 | 93 | YES | NO | 1 INCH
MITUTOYO | 122-151 | MICROMETER BLADE | 69 | 86 | 93 | YES | NO | 1 INCH
MITUTOYO | 122-177 | MICROMETER POINT | 69 | 86 | 93 | YES | NO
MITUTOYO | 1231-01 | INDICATOR DIAL | 69 | 86 | NA | NO | NO | 2.5 mm
MITUTOYO | 123-125 | MICROMETER DISC | 69 | 86 | 93 | YES | NO | 1 INCH
MITUTOYO | 123-125A | MICROMETER DISC | 69 | 86 | 93 | YES | NO | 1 INCH
MITUTOYO | 123-126 | MICROMETER DISC | 69 | 86 | 93 | YES | NO | 2 INCH
MITUTOYO | 123-126A | MICROMETER DISC | 69 | 86 | 93 | YES | NO | 2 INCH
MITUTOYO | 1231F-01 | INDICATOR DIAL | 69 | 86 | NA | NO | NO | 1.0 mm
MITUTOYO | 1231S-01 | INDICATOR DIAL | 69 | 86 | NA | NO | NO | 0.375 INCH
MITUTOYO | 126-137 | MICROMETER SCREW THREAD | 69 | 86 | 93 | YES | NO | 1 INCH
MITUTOYO | 126-138 | MICROMETER SCREW THREAD | 69 | 86 | 93 | YES | NO | 2 INCH
MITUTOYO | 129-127 | MICROMETER DEPTH SET | 138 | 173 | 186 | YES | NO | 4 Rods
MITUTOYO | 129-128 | MICROMETER DEPTH SET | 138 | 173 | 186 | YES | NO | 6 Rods
MITUTOYO | 129-131 | MICROMETER DEPTH SET | 138 | 173 | 186 | YES | NO | 4 Rods
MITUTOYO | 129-132 | MICROMETER DEPTH SET | 138 | 173 | 186 | YES | NO | 6 Rods
MITUTOYO | 129-150 | MICROMETER DEPTH SET | 207 | 259 | 279 | YES | NO | 12 Rods
MITUTOYO | 129-332 | MICROMETER DEPTH SET | 138 | 173 | 186 | YES | NO | 6 Rods
MITUTOYO | 133-227 | MICROMETER, ID 6-7 | 69 | 86 | NA | NO | NO
MITUTOYO | 139-178 | MICROMETER I.D. | 69 | 86 | 93 | YES | NO | 20 INCH
MITUTOYO | 139-202 | MICROMETER I.D. SET | 69 | 86 | 93 | YES | NO | Rods Separate
MITUTOYO | 141-108 | MICROMETER I.D. SET | 69 | 86 | 93 | YES | NO | Rods Separate
MITUTOYO | 141-121 | MICROMETER I.D. SET | 69 | 86 | 93 | YES | NO | Rods Separate
MITUTOYO | 141-122 | MICROMETER I.D. SET | 69 | 86 | 93 | YES | NO | Rods Separate
MITUTOYO | 141-133 | MICROMETER I.D. | 69 | 86 | 93 | YES | NO | 12 INCH
MITUTOYO | 141-233 | MICROMETER I.D. SET | 69 | 86 | 93 | YES | NO | Rods Separate
MITUTOYO | 142-225 | MICROMETER POINT | 69 | 86 | 93 | YES | NO | 1 INCH
MITUTOYO | 145-193 | MICROMETER I.D. | 69 | 86 | 93 | YES | NO | 1.2 INCH
MITUTOYO | 145-194 | MICROMETER I.D. | 69 | 86 | 93 | YES | NO | 2 INCH
MITUTOYO | 146-102 | MICROMETER GROOVE | 69 | 86 | 93 | YES | NO | 1 INCH
MITUTOYO | 146-104 | MICROMETER GROOVE | 69 | 86 | 93 | YES | NO | 1 INCH
MITUTOYO | 146-106 | MICROMETER GROOVE | 69 | 86 | 93 | YES | NO | 2 INCH
MITUTOYO | 146-131 | MICROMETER GROOVE | 69 | 86 | 93 | YES | NO | 1 INCH
MITUTOYO | 146-132 | MICROMETER GROOVE | 69 | 86 | 93 | YES | NO | 1 INCH
MITUTOYO | 146-231 | MICROMETER GROOVE | 69 | 86 | 93 | YES | NO | 1 INCH
MITUTOYO | 1507F | INDICATOR DIAL | 69 | 86 | NA | NO | NO | 0.125 INCH
MITUTOYO | 159-101 | MICROMETER | 69 | 86 | 93 | YES | NO | 1 INCH
MITUTOYO | 159-211 | MICROMETER | 69 | 86 | 93 | YES | NO | 1 INCH
MITUTOYO | 159-212 | MICROMETER | 69 | 86 | 93 | YES | NO | 2 INCH
MITUTOYO | 159-213 | MICROMETER | 69 | 86 | 93 | YES | NO | 3 INCH
MITUTOYO | 164-162 | MICROMETER DIGITAL DIGIMATIC HEAD | 69 | 86 | 93 | YES | NO | 2 INCH
MITUTOYO | 167-105 | LENGTH STANDARD | 69 | 86 | NA | NO | NO | 125 mm
MITUTOYO | 167-141 | END ROD | 69 | 86 | NA | NO | NO | 1 INCH
MITUTOYO | 167-142 | END ROD | 69 | 86 | NA | NO | NO | 2 INCH
MITUTOYO | 167-143 | END ROD | 69 | 86 | NA | NO | NO | 3 INCH
MITUTOYO | 167-144 | END ROD | 69 | 86 | NA | NO | NO | 4 INCH
MITUTOYO | 167-145 | END ROD | 69 | 86 | NA | NO | NO | 5 INCH
MITUTOYO | 167-146 | END ROD | 69 | 86 | NA | NO | NO | 6 INCH
MITUTOYO | 167-147 | END ROD | 69 | 86 | NA | NO | NO | 7 INCH
MITUTOYO | 167-148 | END ROD | 69 | 86 | NA | NO | NO | 8 INCH
MITUTOYO | 167-149 | END ROD | 69 | 86 | NA | NO | NO | 9 INCH
MITUTOYO | 167-150 | END ROD | 69 | 86 | NA | NO | NO | 10 INCH
MITUTOYO | 167-151 | END ROD | 69 | 86 | NA | NO | NO | 11 INCH
MITUTOYO | 167-152 | END ROD | 69 | 86 | NA | NO | NO | 12 INCH
MITUTOYO | 167-153 | END ROD | 90 | 113 | NA | NO | NO | 13 INCH
MITUTOYO | 167-154 | END ROD | 90 | 113 | NA | NO | NO | 14 INCH
MITUTOYO | 167-155 | END ROD | 90 | 113 | NA | NO | NO | 15 INCH
MITUTOYO | 167-156 | END ROD | 90 | 113 | NA | NO | NO | 16 INCH
MITUTOYO | 167-157 | END ROD | 90 | 113 | NA | NO | NO | 17 INCH
MITUTOYO | 167-160 | END ROD | 90 | 113 | NA | NO | NO | 20 INCH
MITUTOYO | 167-170 | END ROD | 90 | 113 | NA | NO | NO | 30 INCH
MITUTOYO | 167-294 | MICROMETER THREAD STANDARD | 0 | 0 | NA | NO | NO | Vendor Only
MITUTOYO | 167-295 | MICROMETER THREAD STANDARD | 0 | 0 | NA | NO | NO | Vendor Only
MITUTOYO | 169-202 | MICROMETER DISC | 69 | 86 | 93 | YES | NO | 2 INCH
MITUTOYO | 169-203 | MICROMETER DISC | 69 | 86 | 93 | YES | NO | 1 INCH
MITUTOYO | 172-101-4 | OPTICAL COMPARATOR | 276 | 345 | NA | NO | NO
MITUTOYO | 172-810A | OPTICAL COMPARATOR | 276 | 345 | NA | NO | NO
MITUTOYO | 172-948-1A | OPTICAL COMPARATOR | 276 | 345 | NA | NO | NO
MITUTOYO | 176-809A | MICROSCOPE TOOLMAKERS | 276 | 345 | NA | NO | NO
MITUTOYO | 176-911 | MICROSCOPE TOOLMAKERS | 276 | 345 | NA | NO | NO
MITUTOYO | 177-179 | RING GAUGE | 69 | 86 | NA | NO | NO | 0.34990 INCH
MITUTOYO | 177-180 | RING GAUGE | 69 | 86 | NA | NO | NO | 0.49980 INCH
MITUTOYO | 177-182 | RING GAUGE | 69 | 86 | NA | NO | NO | 0.650 INCH
MITUTOYO | 177-184 | RING GAUGE SETTING | 69 | 86 | NA | NO | NO | 1.00025 INCH
MITUTOYO | 177-185 | RING GAUGE SETTING | 69 | 86 | NA | NO | NO | 1.4002 INCH
MITUTOYO | 177-186 | RING GAUGE | 69 | 86 | NA | NO | NO
MITUTOYO | 177-188 | RING GAUGE SETTING | 69 | 86 | NA | NO | NO | 1.80005 INCH
MITUTOYO | 177-189 | RING GAUGE | 69 | 86 | NA | NO | NO
MITUTOYO | 177-289 | RING GAUGE SETTING | 69 | 86 | NA | NO | NO | 1.2 INCH
MITUTOYO | 177-291 | RING GAUGE | 69 | 86 | NA | NO | NO | 1.6001 INCH
MITUTOYO | 177-315 | RING GAUGE | 69 | 86 | NA | NO | NO | 2.49995 INCH
MITUTOYO | 177-319 | RING GAUGE | 69 | 86 | NA | NO | NO | 3.49985 INCH
MITUTOYO | 178-134 | SURFACE ROUGHNESS TESTER | 276 | 345 | NA | NO | NO
MITUTOYO | 178-561-02A | PROFILOMETER | 276 | 345 | NA | NO | NO
MITUTOYO | 178-602 | REFERENCE SPECIMEN | 0 | 0 | NA | NO | NO | Vendor Only
MITUTOYO | 18" | HEIGHT GAUGE DIGIMATIC | 124 | 155 | NA | NO | NO | 18 INCH
MITUTOYO | 180-101 | SQUARE COMBINATION | 104 | 130 | NA | NO | NO
MITUTOYO | 180-102 | PROTRACTOR | 69 | 86 | NA | NO | NO
MITUTOYO | 180-301 | PROTRACTOR | 69 | 86 | NA | NO | NO
MITUTOYO | 180-501 | PROTRACTOR BEVEL | 69 | 86 | NA | NO | NO
MITUTOYO | 180-502 | SQUARE SET COMBINATION | 104 | 130 | NA | NO | NO | 12 INCH
MITUTOYO | 180-901 | SQUARE COMBINATION SET | 104 | 130 | NA | NO | NO
MITUTOYO | 180-905 | SQUARE COMBINATION SET | 104 | 130 | NA | NO | NO
MITUTOYO | 182-241 | RULER STEEL | 69 | 86 | NA | NO | NO | 18 INCH
MITUTOYO | 182-262 | RULER STEEL | 69 | 86 | NA | NO | NO | 24 INCH
MITUTOYO | 182-263 | RULER STEEL | 69 | 86 | NA | NO | NO | 24 INCH
MITUTOYO | 186-901 | RADIUS GAUGE SET | 173 | 216 | NA | NO | NO | 15 PC
MITUTOYO | 186-905 | RADIUS GAUGE SET | 173 | 216 | NA | NO | NO | 8 PC
MITUTOYO | 186-906 | RADIUS GAUGE SET | 173 | 216 | NA | NO | NO | 26 PC
MITUTOYO | 186-907 | RADIUS GAUGE SET | 173 | 216 | NA | NO | NO | 10 PC
MITUTOYO | 187-901 | PROTRACTOR BEVEL | 69 | 86 | NA | NO | NO
MITUTOYO | 187-904 | PROTRACTOR BEVEL | 69 | 86 | NA | NO | NO
MITUTOYO | 187-906 | PROTRACTOR BEVEL | 69 | 86 | NA | NO | NO
MITUTOYO | 189-129 | MICROMETER DEEP THROAT | 69 | 86 | 93 | YES | NO | 1 INCH
MITUTOYO | 19.9928mm | CMM SPHERE | 90 | 113 | NA | NO | NO | 19.9928 mm
MITUTOYO | 192-112 | HEIGHT GAUGE | 124 | 155 | NA | NO | NO | 18 INCH
MITUTOYO | 192-114 | HEIGHT GAUGE | 124 | 155 | NA | NO | NO | 24 INCH
MITUTOYO | 192-116 | HEIGHT GAUGE | 124 | 155 | NA | NO | NO | 12 INCH
MITUTOYO | 192-140 | HEIGHT GAUGE | 124 | 155 | NA | NO | NO | 12 INCH
MITUTOYO | 192-141 | HEIGHT GAUGE | 124 | 155 | NA | NO | NO | 18 INCH
MITUTOYO | 192-142 | HEIGHT GAUGE | 124 | 155 | NA | NO | NO | 24 INCH
MITUTOYO | 192-151 | HEIGHT GAUGE | 124 | 155 | NA | NO | NO | 18 INCH
MITUTOYO | 192-152 | HEIGHT GAUGE | 124 | 155 | NA | NO | NO | 24 INCH
MITUTOYO | 192-605 | HEIGHT GAUGE DIGITAL | 124 | 155 | NA | NO | NO | 12 INCH
MITUTOYO | 192-607 | HEIGHT GAUGE DIGITAL | 124 | 155 | NA | NO | NO | 24 INCH
MITUTOYO | 192-616 | HEIGHT GAUGE DIGITAL | 124 | 155 | NA | NO | NO | 12 INCH
MITUTOYO | 192-630 | HEIGHT GAUGE DIGITAL | 124 | 155 | NA | NO | NO | 12 INCH
MITUTOYO | 192-630-10 | HEIGHT GAUGE | 124 | 155 | NA | NO | NO | 12 INCH
MITUTOYO | 192-631 | HEIGHT GAUGE DIGITAL | 124 | 155 | NA | NO | NO | 18 INCH
MITUTOYO | 192-631-10 | HEIGHT GAUGE | 124 | 155 | NA | NO | NO | 18 INCH
MITUTOYO | 192-632 | HEIGHT GAUGE DIGITAL | 124 | 155 | NA | NO | NO | 24 INCH
MITUTOYO | 192-633-10 | HEIGHT GAUGE | 124 | 155 | NA | NO | NO | 40 INCH
MITUTOYO | 192-655 | HEIGHT GAUGE DIGITAL | 124 | 155 | NA | NO | NO | 12 INCH
MITUTOYO | 193-201 | MICROMETER | 69 | 86 | 93 | YES | NO | 1 INCH
MITUTOYO | 193-211 | MICROMETER | 69 | 86 | 93 | YES | NO | 1 INCH
MITUTOYO | 193-212 | MICROMETER | 69 | 86 | 93 | YES | NO | 2 INCH
MITUTOYO | 193-213 | MICROMETER | 69 | 86 | 93 | YES | NO | 3 INCH
MITUTOYO | 193-214 | MICROMETER | 69 | 86 | 93 | YES | NO | 4 INCH
MITUTOYO | 193-215 | MICROMETER | 69 | 86 | 93 | YES | NO | 5 INCH
MITUTOYO | 193-216 | MICROMETER | 69 | 86 | 93 | YES | NO | 6 INCH
MITUTOYO | 2" | GAUGE BLOCK | 69 | 86 | NA | NO | NO | 2 INCH
MITUTOYO | 2.000"-2.500" | MICROMETER BORE | 69 | 86 | 93 | YES | NO | 2.5 INCH
MITUTOYO | 2.500"-3.000" | MICROMETER BORE | 69 | 86 | 93 | YES | NO | 3 INCH
MITUTOYO | 202-103 | MICROMETER | 69 | 86 | 93 | YES | NO | 1 INCH
MITUTOYO | 202-203 | MICROMETER | 69 | 86 | 93 | YES | NO | 1 INCH
MITUTOYO | 202-250 | MICROMETER | 69 | 86 | 93 | YES | NO | 1 INCH
MITUTOYO | 202-251 | MICROMETER | 69 | 86 | 93 | YES | NO | 2 INCH
MITUTOYO | 202-252 | MICROMETER | 69 | 86 | 93 | YES | NO | 3 INCH
MITUTOYO | 202-253 | MICROMETER | 69 | 86 | 93 | YES | NO | 4 INCH
MITUTOYO | 202-254 | MICROMETER | 69 | 86 | 93 | YES | NO | 5 INCH
MITUTOYO | 202-255 | MICROMETER | 69 | 86 | 93 | YES | NO | 6 INCH
MITUTOYO | 2046F | INDICATOR DIAL | 69 | 86 | NA | NO | NO | 1 mm
MITUTOYO | 2050S | INDICATOR DIAL | 69 | 86 | NA | NO | NO | 20 mm
MITUTOYO | 209-117 | CALIPER I.D. | 69 | 86 | 93 | YES | NO | 2.2 INCH
MITUTOYO | 209-118 | CALIPER I.D. | 69 | 86 | 93 | YES | NO | 3 INCH
MITUTOYO | 209-360 | CALIPER | 69 | 86 | 93 | YES | NO | 4 INCH
MITUTOYO | 209-501 | CALIPER | 69 | 86 | 93 | YES | NO | 0.98 INCH
MITUTOYO | 209-702 | GROOVE GAUGE I.D. | 69 | 86 | 93 | YES | NO | 0.4 to 1.2 INCH
MITUTOYO | 209-730 | CALIPER | 69 | 86 | 93 | YES | NO | 0.300 INCH
MITUTOYO | 209-732 | CALIPER | 69 | 86 | 93 | YES | NO | 0.600 INCH
MITUTOYO | 209-761 | GROOVE GAUGE I.D. | 69 | 86 | 93 | YES | NO | 3.2 INCH
MITUTOYO | 209-770 | INDICATOR DIAL | 69 | 86 | NA | NO | NO | 0.500 INCH
MITUTOYO | 209-837 | CALIPER | 69 | 86 | 93 | YES | NO | 1 INCH
MITUTOYO | 2109F | INDICATOR DIAL | 69 | 86 | NA | NO | NO
MITUTOYO | 223-101 | MICROMETER DISC | 69 | 86 | 93 | YES | NO | 1 INCH
MITUTOYO | 229-127 | MICROMETER DEPTH SET | 138 | 173 | 186 | YES | NO | 4 Rods
MITUTOYO | 229-131 | MICROMETER DEPTH SET | 138 | 173 | 186 | YES | NO | 4 Rods
MITUTOYO | 229-132 | MICROMETER DEPTH SET | 138 | 173 | 186 | YES | NO | 6 Rods
MITUTOYO | 2-3" | MICROMETER | 69 | 86 | 93 | YES | NO | 3 INCH
MITUTOYO | 2356-50 | INDICATOR DIAL | 69 | 86 | NA | NO | NO
MITUTOYO | 2358S-10 | INDICATOR DIAL | 69 | 86 | NA | NO | NO
MITUTOYO | 24" | CALIPER LARGE | 104 | 130 | 140 | YES | NO | 24 INCH
MITUTOYO | 2414-08 | INDICATOR DIAL | 69 | 86 | NA | NO | NO | 0.500 INCH
MITUTOYO | 2416-10 | INDICATOR DIAL | 69 | 86 | NA | NO | NO | 1 INCH
MITUTOYO | 2416F | INDICATOR DIAL | 69 | 86 | NA | NO | NO | 1 INCH
MITUTOYO | 2416F-10 | INDICATOR DIAL | 69 | 86 | NA | NO | NO | 1 INCH
MITUTOYO | 2416S | INDICATOR DIAL | 69 | 86 | NA | NO | NO | 1 INCH
MITUTOYO | 2416S-10 | INDICATOR DIAL | 69 | 86 | NA | NO | NO | 1 INCH
MITUTOYO | 2424-10 | INDICATOR DIAL | 69 | 86 | NA | NO | NO | 2 INCH
MITUTOYO | 2424S-19 | INDICATOR DIAL | 69 | 86 | NA | NO | NO | 2 INCH
MITUTOYO | 242S-19 | INDICATOR DIAL | 69 | 86 | NA | NO | NO
MITUTOYO | 250-312 | MICROMETER DEPTH | 69 | 86 | 93 | YES | NO
MITUTOYO | 2675-08 | INDICATOR DIAL | 69 | 86 | NA | NO | NO | 0.4 INCH
MITUTOYO | 2776F | INDICATOR DIAL | 69 | 86 | NA | NO | NO | 1 INCH
MITUTOYO | 2804S-10 | THICKNESS GAUGE | 69 | 86 | NA | NO | NO | 0.050 INCH
MITUTOYO | 2904F | INDICATOR DIAL | 69 | 86 | NA | NO | NO | 1 INCH
MITUTOYO | 2904S | INDICATOR DIAL | 69 | 86 | NA | NO | NO | 1 INCH
MITUTOYO | 2923-10 | INDICATOR DIAL | 69 | 86 | NA | NO | NO | 0.050 INCH
MITUTOYO | 2923F-10 | BORE GAUGE | 69 | 86 | NA | NO | NO
MITUTOYO | 2923S-10 | FLATNESS GAUGE | 69 | 86 | NA | NO | NO | 0.050 INCH
MITUTOYO | 293-185 | MICROMETER | 69 | 86 | 93 | YES | NO | 1 INCH
MITUTOYO | 293-186 | MICROMETER | 69 | 86 | 93 | YES | NO | 2 INCH
MITUTOYO | 293-230-30 | 0-25 MM MICROMETER | 69 | 86 | 93 | YES | NO
MITUTOYO | 293-330 | MICROMETER | 69 | 86 | 93 | YES | NO | 1 INCH
MITUTOYO | 293-331 | MICROMETER | 69 | 86 | 93 | YES | NO | 2 INCH
MITUTOYO | 293-332 | MICROMETER | 69 | 86 | 93 | YES | NO | 3 INCH
MITUTOYO | 293-333 | MICROMETER | 69 | 86 | 93 | YES | NO | 4 INCH
MITUTOYO | 293-335 | MICROMETER | 69 | 86 | 93 | YES | NO | 1 INCH
MITUTOYO | 293-336 | MICROMETER | 69 | 86 | 93 | YES | NO | 2 INCH
MITUTOYO | 293-340 | MICROMETER | 69 | 86 | 93 | YES | NO | 1 INCH
MITUTOYO | 293-340-30 | MICROMETER | 69 | 86 | 93 | YES | NO
MITUTOYO | 293-340-70 | MICROMETER | 69 | 86 | 93 | YES | NO | 1 INCH
MITUTOYO | 293-341 | MICROMETER | 69 | 86 | 93 | YES | NO | 2 INCH
MITUTOYO | 293-342-30 | MICROMETER | 69 | 86 | 93 | YES | NO | 3 INCH
MITUTOYO | 293-344 | MICROMETER | 69 | 86 | 93 | YES | NO | 1 INCH
MITUTOYO | 293-344-30 | MICROMETER | 69 | 86 | 93 | YES | NO | 1 INCH
MITUTOYO | 293-345 | MICROMETER | 69 | 86 | 93 | YES | NO | 2 INCH
MITUTOYO | 293-346 | MICROMETER | 69 | 86 | 93 | YES | NO | 3 INCH
MITUTOYO | 293-348 | MICROMETER | 69 | 86 | 93 | YES | NO | 1 INCH
MITUTOYO | 293-349 | MICROMETER | 69 | 86 | 93 | YES | NO | 1 INCH
MITUTOYO | 293-369 | MICROMETER | 69 | 86 | 93 | YES | NO | 1 INCH
MITUTOYO | 293-370 | MICROMETER | 69 | 86 | 93 | YES | NO | 2 INCH
MITUTOYO | 293-676 | MICROMETER | 69 | 86 | 93 | YES | NO | 2 INCH
MITUTOYO | 293-677 | MICROMETER | 69 | 86 | 93 | YES | NO | 2.2 INCH
MITUTOYO | 293-679 | MICROMETER | 69 | 86 | 93 | YES | NO | 4.2 INCH
MITUTOYO | 293-701 | MICROMETER | 69 | 86 | 93 | YES | NO | 1 INCH
MITUTOYO | 293-705 | MICROMETER | 69 | 86 | 93 | YES | NO | 1 INCH
MITUTOYO | 293-712 | MICROMETER | 69 | 86 | 93 | YES | NO | 2 INCH
MITUTOYO | 293-715 | MICROMETER | 69 | 86 | 93 | YES | NO | 1 INCH
MITUTOYO | 293-721 | MICROMETER | 69 | 86 | 93 | YES | NO | 1 INCH
MITUTOYO | 293-721-10 | MICROMETER | 69 | 86 | 93 | YES | NO | 1 INCH
MITUTOYO | 293-721-30 | MICROMETER | 69 | 86 | 93 | YES | NO | 1 INCH
MITUTOYO | 293-722 | MICROMETER | 69 | 86 | 93 | YES | NO | 2 INCH
MITUTOYO | 293-722-30 | MICROMETER | 69 | 86 | 93 | YES | NO | 2 INCH
MITUTOYO | 293-723-30 | MICROMETER | 69 | 86 | 93 | YES | NO | 3 INCH
MITUTOYO | 293-724-30 | MICROMETER | 69 | 86 | 93 | YES | NO | 4 INCH
MITUTOYO | 293-725 | MICROMETER | 69 | 86 | 93 | YES | NO | 1 INCH
MITUTOYO | 293-760-30 | MICROMETER | 69 | 86 | 93 | YES | NO | 1 INCH
MITUTOYO | 293-761 | MICROMETER | 69 | 86 | 93 | YES | NO | 1 INCH
MITUTOYO | 293-761-10 | MICROMETER | 69 | 86 | 93 | YES | NO | 1 INCH
MITUTOYO | 293-761-30 | MICROMETER | 69 | 86 | 93 | YES | NO | 1 INCH
MITUTOYO | 293-765 | MICROMETER | 69 | 86 | 93 | YES | NO | 1 INCH
MITUTOYO | 293-765-10 | MICROMETER | 69 | 86 | 93 | YES | NO | 1 INCH
MITUTOYO | 293-765-30 | MICROMETER | 69 | 86 | 93 | YES | NO | 1 INCH
MITUTOYO | 293-766-30 | MICROMETER | 69 | 86 | 93 | YES | NO | 1 INCH
MITUTOYO | 293-768-30 | MICROMETER | 69 | 86 | 93 | YES | NO | 1 INCH
MITUTOYO | 293-811 | MICROMETER | 69 | 86 | 93 | YES | NO | 1 INCH
MITUTOYO | 293-815 | MICROMETER | 69 | 86 | 93 | YES | NO | 1 INCH
MITUTOYO | 293-816 | MICROMETER | 69 | 86 | 93 | YES | NO | 1 INCH
MITUTOYO | 293-831 | MICROMETER | 69 | 86 | 93 | YES | NO | 1 INCH
MITUTOYO | 293-831 | MICROMETER | 69 | 86 | 93 | YES | NO | 1 INCH
MITUTOYO | 293-831-30 | MICROMETER | 69 | 86 | 93 | YES | NO | 1 INCH
MITUTOYO | 293-832 | MICROMETER | 69 | 86 | 93 | YES | NO | 1 INCH
MITUTOYO | 293-933-30 | MICROMETER SET | 173 | 216 | 234 | YES | NO | 3 INCH
MITUTOYO | 2947-10 | INDICATOR DIAL | 69 | 86 | NA | NO | NO | 0.008 INCH
MITUTOYO | 295-153 | MICROMETER | 69 | 86 | 93 | YES | NO | 1 INCH
MITUTOYO | 3" | GAUGE BLOCK | 69 | 86 | NA | NO | NO | 3 INCH
MITUTOYO | 3.0" | SQUARE GAUGE BLOCK | 69 | 86 | NA | NO | NO | 3 INCH
MITUTOYO | 3.000"-3.500" | MICROMETER BORE | 69 | 86 | NA | NO | NO | 3.500 INCH
MITUTOYO | 3.500"-4.000" | MICROMETER BORE | 69 | 86 | NA | NO | NO | 4 INCH
MITUTOYO | 3052S-11 | INDICATOR DIAL | 69 | 86 | NA | NO | NO
MITUTOYO | 30mm | GAUGE BLOCK | 69 | 86 | NA | NO | NO | 30 mm
MITUTOYO | 314-353-10 | MICROMETER V-ANVIL | 69 | 86 | NA | NO | NO | 1.6 INCH
MITUTOYO | 314-362-10 | MICROMETER V-ANVIL | 69 | 86 | NA | NO | NO | 1 INCH
MITUTOYO | 314-712-30 | MICROMETER ANVIL | 69 | 86 | NA | NO | NO | 1 INCH
MITUTOYO | 314-713-30 | MICROMETER ANVIL | 69 | 86 | NA | NO | NO | 1.6 INCH
MITUTOYO | 317-351 | MICROMETER DIGITAL UNI- | 69 | 86 | 93 | YES | NO | 1 INCH
MITUTOYO | 317-711-30 | MICROMETER | 69 | 86 | 93 | YES | NO | 1 INCH
MITUTOYO | 326-351-10 | MICROMETER THREAD | 69 | 86 | 93 | YES | NO | 1 INCH
MITUTOYO | 326-352-10 | THREAD MICROMETER | 69 | 86 | NA | NO | NO | 2 INCH
MITUTOYO | 329-316 | MICROMETER DEPTH | 69 | 86 | 93 | YES | NO | 6 INCH
MITUTOYO | 329-350-10 | MICROMETER DEPTH SET | 138 | 173 | 186 | YES | NO | 6 Rods
MITUTOYO | 329-351-10 | MICROMETER DEPTH | 69 | 86 | 93 | YES | NO
MITUTOYO | 329-711-10 | MICROMETER DEPTH SET | 138 | 173 | 186 | YES | NO | 6 Rods
MITUTOYO | 329-711-30 | MICROMETER DEPTH | 69 | 86 | 93 | YES | NO | 6 INCH
MITUTOYO | 329-712-30 | MICROMETER DEPTH SET | 207 | 259 | 279 | YES | NO | 12 Rods
MITUTOYO | 331-711-10 | MICROMETER | 69 | 86 | 93 | YES | NO | 1 INCH
MITUTOYO | 331-741-30 | MICROMETER | 69 | 86 | 93 | YES | NO | 1 INCH
MITUTOYO | 337-204 | MICROMETER I.D. SET | 69 | 86 | NA | NO | NO | Rods Separate
MITUTOYO | 3-4" | MICROMETER | 69 | 86 | 93 | YES | NO | 4 INCH
MITUTOYO | 340-711-10 | MICROMETER O.D. SET | 69 | 86 | 93 | YES | NO | Rods Separate
MITUTOYO | 340-711-30 | MICROMETER O.D. SET | 69 | 86 | 93 | YES | NO | Rods Separate
MITUTOYO | 340-717-30 | MICROMETER O.D. SET | 69 | 86 | 93 | YES | NO | Rods Separate
MITUTOYO | 342-351 | MICROMETER POINT | 69 | 86 | 93 | YES | NO | 1 INCH
MITUTOYO | 342-361 | MICROMETER POINT | 69 | 86 | 93 | YES | NO | 1 INCH
MITUTOYO | 342-371 | MICROMETER CRIMP HEIGHT | 69 | 86 | 93 | YES | NO | 0.800 INCH
MITUTOYO | 3424-10 | INDICATOR DIAL | 69 | 86 | NA | NO | NO | 2 INCH
MITUTOYO | 342-741-30 | MICROMETER POINT | 69 | 86 | 93 | YES | NO | 1 INCH
MITUTOYO | 342-742-30 | MICROMETER DIGITAL POINT | 69 | 86 | 93 | YES | NO | 2 INCH
MITUTOYO | 345-350 | MICROMETER I.D. MODIFIED | 69 | 86 | NA | NO | NO | Rods Separate
MITUTOYO | 345-350-10 | MICROMETER I.D. | 69 | 86 | NA | NO | NO | 1.2 INCH
MITUTOYO | 345-711-30 | MICROMETER I.D. | 69 | 86 | NA | NO | NO | 1.2 INCH
MITUTOYO | 350-351 | MICROMETER HEAD | 69 | 86 | 93 | YES | NO | 1 INCH
MITUTOYO | 350-711-30 | MICROMETER HEAD | 69 | 86 | 93 | YES | NO | 1 INCH
MITUTOYO | 362-712 | MICROMETER THREAD | 69 | 86 | 93 | YES | NO | 2 INCH
MITUTOYO | 368-024 | MICROMETER HOLE | 69 | 86 | 93 | YES | NO
MITUTOYO | 368-207 | MICROMETER BORE | 69 | 86 | NA | NO | NO | 1.2 INCH
MITUTOYO | 368-866 | MICROMETER BORE | 69 | 86 | NA | NO | NO | 1 INCH
MITUTOYO | 368-868 | MICROMETER I.D. | 69 | 86 | NA | NO | NO | 1.6 INCH
MITUTOYO | 389-352 | MICROMETER | 69 | 86 | 93 | YES | NO | 2 INCH
MITUTOYO | 389-713 | MICROMETER | 69 | 86 | 93 | YES | NO | 1 INCH
MITUTOYO | 395-351 | MICROMETER BALL | 69 | 86 | 93 | YES | NO | 1 INCH
MITUTOYO | 395-363-30 | TUBE MICROMETER 0-1” | 69 | 86 | NA | NO | NO
MITUTOYO | 395-371 | MICROMETER BALL | 69 | 86 | 93 | YES | NO | 1 INCH
MITUTOYO | 395-741 | MICROMETER | 69 | 86 | 93 | YES | NO | 1 INCH
MITUTOYO | 3mm | GAUGE BLOCK | 69 | 86 | NA | NO | NO | 3 mm
MITUTOYO | 4-16" | GAUGE BLOCK SET | 311 | 389 | NA | NO | NO | 16 INCH
MITUTOYO | 422-330 | MICROMETER BLADE | 69 | 86 | 93 | YES | NO | 1 INCH
MITUTOYO | 422-331 | MICROMETER BLADE | 69 | 86 | 93 | YES | NO | 2 INCH
MITUTOYO | 422-370-30 | BLADE MICROMETER | 69 | 86 | NA | NO | NO
MITUTOYO | 4-5 INCH | MICROMETER | 69 | 86 | 93 | YES | NO | 5 INCH
MITUTOYO | 4-5" | MICROMETER DEPTH | 69 | 86 | 93 | YES | NO | 5 INCH
MITUTOYO | 4887S-19 | INDICATOR DIAL | 69 | 86 | NA | NO | NO | 3 INCH
MITUTOYO | 5.-.65" | MICROMETER BORE | 69 | 86 | NA | NO | NO | 0.650 INCH
MITUTOYO | 500-115 | CALIPER | 69 | 86 | 93 | YES | NO | 6 INCH
MITUTOYO | 500-116 | CALIPER | 69 | 86 | 93 | YES | NO | 8 INCH
MITUTOYO | 500-130 | CALIPER | 69 | 86 | 93 | YES | NO | 6 INCH
MITUTOYO | 500-131 | CALIPER | 69 | 86 | 93 | YES | NO | 8 INCH
MITUTOYO | 500-133 | CALIPER | 69 | 86 | 93 | YES | NO | 6 INCH
MITUTOYO | 500-133U | CALIPER | 69 | 86 | 93 | YES | NO | 6 INCH
MITUTOYO | 500-136 | CALIPER | 69 | 86 | 93 | YES | NO | 6 INCH
MITUTOYO | 500-138 | CALIPER | 69 | 86 | 93 | YES | NO | 8 INCH
MITUTOYO | 500-159-20 | CALIPER | 69 | 86 | 93 | YES | NO | 6 INCH
MITUTOYO | 500-170 | CALIPER | 69 | 86 | 93 | YES | NO | 4 INCH
MITUTOYO | 500-170-20 | CALIPER | 69 | 86 | 93 | YES | NO | 4 INCH
MITUTOYO | 500-171 | CALIPER | 69 | 86 | 93 | YES | NO | 6 INCH
MITUTOYO | 500-171-20 | CALIPER | 69 | 86 | 93 | YES | NO | 6 INCH
MITUTOYO | 500-172 | CALIPER | 69 | 86 | 93 | YES | NO | 8 INCH
MITUTOYO | 500-172-20 | CALIPER | 69 | 86 | 93 | YES | NO | 8 INCH
MITUTOYO | 500-172-30 | DIGITAL CALIPER 0-8” | 69 | 86 | 93 | YES | NO
MITUTOYO | 500-173 | CALIPER | 69 | 86 | 93 | YES | NO | 12 INCH
MITUTOYO | 500-173-30 | 12" DIGITAL CALIPER | 69 | 86 | 93 | YES | NO
MITUTOYO | 500-175 | CALIPER | 69 | 86 | 93 | YES | NO | 6 INCH
MITUTOYO | 500-191U | CALIPER | 69 | 86 | 93 | YES | NO | 6 INCH
MITUTOYO | 500-193 | CALIPER | 69 | 86 | 93 | YES | NO | 12 INCH
MITUTOYO | 500-193-30 | 12" DIGITAL CALIPER | 69 | 86 | 93 | YES | NO
MITUTOYO | 500-195 | CALIPER | 69 | 86 | 93 | YES | NO | 4 INCH
MITUTOYO | 500-195-20 | CALIPER | 69 | 86 | 93 | YES | NO | 4 INCH
MITUTOYO | 500-196 | CALIPER | 69 | 86 | 93 | YES | NO | 6 INCH
MITUTOYO | 500-196-20 | CALIPER | 69 | 86 | 93 | YES | NO | 6 INCH
MITUTOYO | 500-196-30 | CALIPER | 69 | 86 | 93 | YES | NO | 6 INCH
MITUTOYO | 500-197 | CALIPER | 69 | 86 | 93 | YES | NO | 8 INCH
MITUTOYO | 500-197-20 | CALIPER | 69 | 86 | 93 | YES | NO | 8 INCH
MITUTOYO | 500-197-30 | CALIPER | 69 | 86 | 93 | YES | NO | 8 INCH
MITUTOYO | 500-321 | CALIPER | 69 | 86 | 93 | YES | NO | 6 INCH
MITUTOYO | 500-322 | CALIPER | 69 | 86 | 93 | YES | NO | 8 INCH
MITUTOYO | 500-323 | CALIPER | 69 | 86 | 93 | YES | NO | 12 INCH
MITUTOYO | 500-351 | CALIPER | 69 | 86 | 93 | YES | NO | 6 INCH
MITUTOYO | 500-352 | CALIPER | 69 | 86 | 93 | YES | NO | 8 INCH
MITUTOYO | 500-353 | CALIPER | 69 | 86 | 93 | YES | NO | 12 INCH
MITUTOYO | 500-421 | CALIPER | 69 | 86 | 93 | YES | NO | 12 INCH
MITUTOYO | 500-464 | CALIPER | 69 | 86 | 93 | YES | NO | 6 INCH
MITUTOYO | 500-475 | CALIPER | 69 | 86 | 93 | YES | NO | 8 INCH
MITUTOYO | 500-491 | CALIPER | 69 | 86 | 93 | YES | NO | 6 INCH
MITUTOYO | 500-505-10 | CALIPER | 69 | 86 | 93 | YES | NO | 18 INCH
MITUTOYO | 500-505-50 | CALIPER LARGE | 104 | 130 | 140 | YES | NO | 24 INCH
MITUTOYO | 500-506-10 | CALIPER LARGE | 104 | 130 | 140 | YES | NO | 24 INCH
MITUTOYO | 500-506-50 | CALIPER LARGE | 104 | 130 | 140 | YES | NO | 24 INCH
MITUTOYO | 500-507-10 | CALIPER LARGE | 104 | 130 | 140 | YES | NO | 40 INCH
MITUTOYO | 500-507-50 | CALIPER LARGE | 104 | 130 | 140 | YES | NO | 40 INCH
MITUTOYO | 500-652 | CALIPER | 69 | 86 | 93 | YES | NO | 6 INCH
MITUTOYO | 500-653 | CALIPER | 69 | 86 | 93 | YES | NO | 8 INCH
MITUTOYO | 500-672 | CALIPER | 69 | 86 | 93 | YES | NO | 6 INCH
MITUTOYO | 500-673 | CALIPER | 69 | 86 | 93 | YES | NO | 8 INCH
MITUTOYO | 500-674 | CALIPER | 69 | 86 | 93 | YES | NO | 12 INCH
MITUTOYO | 500-683 | CALIPER | 69 | 86 | 93 | YES | NO | 8 INCH
MITUTOYO | 500-752 | CALIPER | 69 | 86 | 93 | YES | NO | 6 INCH
MITUTOYO | 500-752-10 | CALIPER | 69 | 86 | 93 | YES | NO | 6 INCH
MITUTOYO | 500-753-10 | CALIPER | 69 | 86 | 93 | YES | NO | 8 INCH
MITUTOYO | 500-754-10 | CALIPER | 69 | 86 | 93 | YES | NO | 12 INCH
MITUTOYO | 500-754-20 | 18” DIGITAL CALIPER | 69 | 86 | 93 | YES | NO
MITUTOYO | 500-762-10 | CALIPER | 69 | 86 | 93 | YES | NO | 6 INCH
MITUTOYO | 500-763-10 | CALIPER | 69 | 86 | 93 | YES | NO | 8 INCH
MITUTOYO | 504-106 | CALIPER | 69 | 86 | 93 | YES | NO | 12 INCH
MITUTOYO | 505-245-50 | CALIPER | 69 | 86 | 93 | YES | NO | 12 INCH
MITUTOYO | 505-626 | CALIPER | 69 | 86 | 93 | YES | NO | 6 INCH
MITUTOYO | 505-626-50 | CALIPER | 69 | 86 | 93 | YES | NO | 6 INCH
MITUTOYO | 505-627-50 | CALIPER | 69 | 86 | 93 | YES | NO | 8 INCH
MITUTOYO | 505-628 | CALIPER | 69 | 86 | 93 | YES | NO | 12 INCH
MITUTOYO | 505-628-50 | CALIPER | 69 | 86 | 93 | YES | NO | 12 INCH
MITUTOYO | 505-629 | CALIPER | 69 | 86 | 93 | YES | NO | 4 INCH
MITUTOYO | 505-629-50 | CALIPER | 69 | 86 | 93 | YES | NO | 4 INCH
MITUTOYO | 505-637 | CALIPER | 69 | 86 | 93 | YES | NO | 6 INCH
MITUTOYO | 505-637-50 | CALIPER | 69 | 86 | 93 | YES | NO | 6 INCH
MITUTOYO | 505-637-51 | CALIPER | 69 | 86 | 93 | YES | NO | 6 INCH
MITUTOYO | 505-637-52 | CALIPER | 69 | 86 | 93 | YES | NO | 6 INCH
MITUTOYO | 505-637-56 | CALIPER | 69 | 86 | 93 | YES | NO | 6 INCH
MITUTOYO | 505-637-66 | CALIPER | 69 | 86 | 93 | YES | NO | 6 INCH
MITUTOYO | 505-644-50 | CALIPER | 69 | 86 | 93 | YES | NO | 8 INCH
MITUTOYO | 505-645 | CALIPER | 69 | 86 | 93 | YES | NO | 12 INCH
MITUTOYO | 505-645-50 | CALIPER | 69 | 86 | 93 | YES | NO | 12 INCH
MITUTOYO | 505-646-50 | CALIPER | 69 | 86 | 93 | YES | NO | 6 INCH
MITUTOYO | 505-648-50 | CALIPER | 69 | 86 | 93 | YES | NO | 12 INCH
MITUTOYO | 505-671 | CALIPER | 69 | 86 | 93 | YES | NO | 6 INCH
MITUTOYO | 505-675 | CALIPER | 69 | 86 | 93 | YES | NO | 6 INCH
MITUTOYO | 505-675-51 | CALIPER | 69 | 86 | 93 | YES | NO | 6 INCH
MITUTOYO | 505-675-55 | CALIPER | 69 | 86 | 93 | YES | NO | 6 INCH
MITUTOYO | 505-675-56 | CALIPER | 69 | 86 | 93 | YES | NO | 6 INCH
MITUTOYO | 505-675-66 | CALIPER | 69 | 86 | 93 | YES | NO | 6 INCH
MITUTOYO | 505-676 | CALIPER | 69 | 86 | 93 | YES | NO | 8 INCH
MITUTOYO | 505-677 | CALIPER | 69 | 86 | 93 | YES | NO | 12 INCH
MITUTOYO | 505-678 | CALIPER | 69 | 86 | 93 | YES | NO
MITUTOYO | 505-690 | CALIPER | 69 | 86 | 93 | YES | NO | 8 INCH
MITUTOYO | 505-708 | CALIPER | 69 | 86 | 93 | YES | NO | 6 INCH
MITUTOYO | 505-712 | CALIPER | 69 | 86 | 93 | YES | NO | 6 INCH
MITUTOYO | 505-716 | CALIPER | 69 | 86 | 93 | YES | NO | 4 INCH
MITUTOYO | 505-717 | CALIPER | 69 | 86 | 93 | YES | NO | 6 INCH
MITUTOYO | 505-720 | CALIPER | 69 | 86 | 93 | YES | NO | 12 INCH
MITUTOYO | 505-742-56 | CALIPER | 69 | 86 | 93 | YES | NO | 6 INCH
MITUTOYO | 505-743 | CALIPER | 69 | 86 | 93 | YES | NO | 8 INCH
MITUTOYO | 505-746 | CALIPER | 69 | 86 | 93 | YES | NO | 12 INCH
MITUTOYO | 50-75mm | MICROMETER I.D. | 69 | 86 | NA | NO | NO | 3 INCH
MITUTOYO | 50mm | GAUGE BLOCK | 69 | 86 | NA | NO | NO | 2 INCH
MITUTOYO | 510-105A | MICROMETER | 69 | 86 | 93 | YES | NO | 1 INCH
MITUTOYO | 510-106 | MICROMETER | 69 | 86 | 93 | YES | NO | 2 INCH
MITUTOYO | 510-202 | MICROMETER | 69 | 86 | 93 | YES | NO | 1 INCH
MITUTOYO | 511-104 | BORE GAUGE | 69 | 86 | NA | NO | NO
MITUTOYO | 511-105 | BORE GAUGE DIAL | 69 | 86 | NA | NO | NO
MITUTOYO | 511-105n | BORE GAUGE | 69 | 86 | NA | NO | NO
MITUTOYO | 511-106n | BORE GAUGE | 69 | 86 | NA | NO | NO
MITUTOYO | 511-107 | BORE GAUGE SET | 69 | 86 | NA | NO | NO | Gauge Only, Rods Separate
MITUTOYO | 511-181s | BORE GAUGE | 69 | 86 | NA | NO | NO
MITUTOYO | 511-182 | BORE GAUGE | 69 | 86 | NA | NO | NO
MITUTOYO | 511-320 | BORE GAUGE | 69 | 86 | NA | NO | NO
MITUTOYO | 511-346 | BORE GAUGE | 69 | 86 | NA | NO | NO
MITUTOYO | 511-444 | BORE GAUGE | 69 | 86 | NA | NO | NO
MITUTOYO | 511-912 | BORE GAUGE | 69 | 86 | NA | NO | NO
MITUTOYO | 513-104 | INDICATOR DIAL | 69 | 86 | NA | NO | NO
MITUTOYO | 513-118 | INDICATOR TEST | 69 | 86 | NA | NO | NO
MITUTOYO | 513-202 | INDICATOR TEST | 69 | 86 | NA | NO | NO
MITUTOYO | 513-203 | INDICATOR TEST | 69 | 86 | NA | NO | NO
MITUTOYO | 513-205F | INDICATOR DIAL | 69 | 86 | NA | NO | NO
MITUTOYO | 513-206 | INDICATOR TEST | 69 | 86 | NA | NO | NO
MITUTOYO | 513-212 | INDICATOR TEST | 69 | 86 | NA | NO | NO
MITUTOYO | 513-253 | INDICATOR DIAL | 69 | 86 | NA | NO | NO
MITUTOYO | 513-304 | INDICATOR DIAL | 69 | 86 | NA | NO | NO
MITUTOYO | 513-401 | INDICATOR TEST | 69 | 86 | NA | NO | NO
MITUTOYO | 513-402 | INDICATOR TEST | 69 | 86 | NA | NO | NO
MITUTOYO | 513-403 | INDICATOR TEST | 69 | 86 | NA | NO | NO
MITUTOYO | 513-404 | INDICATOR TEST | 69 | 86 | NA | NO | NO
MITUTOYO | 513-405 | INDICATOR DIAL | 69 | 86 | NA | NO | NO
MITUTOYO | 513-406 | INDICATOR TEST | 69 | 86 | NA | NO | NO
MITUTOYO | 513-412 | INDICATOR TEST | 69 | 86 | NA | NO | NO
MITUTOYO | 513-442 | INDICATOR TEST | 69 | 86 | NA | NO | NO
MITUTOYO | 513-442-06 | INDICATOR TEST | 69 | 86 | NA | NO | NO
MITUTOYO | 513-443 | INDICATOR DIAL | 69 | 86 | NA | NO | NO
MITUTOYO | 513-443-06 | INDICATOR DIAL | 69 | 86 | NA | NO | NO
MITUTOYO | 513-446 | INDICATOR TEST | 69 | 86 | NA | NO | NO
MITUTOYO | 513-446-06 | INDICATOR TEST | 69 | 86 | NA | NO | NO
MITUTOYO | 513-472 | INDICATOR TEST | 69 | 86 | NA | NO | NO
MITUTOYO | 513-504 | INDICATOR TEST | 69 | 86 | NA | NO | NO
MITUTOYO | 513-512 | INDICATOR TEST | 69 | 86 | NA | NO | NO
MITUTOYO | 515-310 | HEIGHT MASTER | 276 | 345 | NA | NO | NO
MITUTOYO | 516-316-26 | GAUGE BLOCK SET CERAMIC | 414 | 518 | NA | NO | NO | 35 PC
MITUTOYO | 516-902-22 | GAUGE BLOCK SET | 552 | 690 | NA | NO | NO | 81 pc
MITUTOYO | 516-902-26 | GAUGE BLOCK SET | 552 | 690 | NA | NO | NO | 81 pc
MITUTOYO | 516-903 | GAUGE BLOCK SET | 552 | 690 | NA | NO | NO | 81 pc
MITUTOYO | 516-904-26 | GAUGE BLOCK SET | 552 | 690 | NA | NO | NO | 81 pc
MITUTOYO | 516-914-22 | GAUGE BLOCK SET | 414 | 518 | NA | NO | NO | 35 PC
MITUTOYO | 516-926-26 | GAUGE BLOCK SET | 276 | 345 | NA | NO | NO | 10 Pc
MITUTOYO | 516-930-26 | GAUGE BLOCK SET | 276 | 345 | NA | NO | NO | 9 PC
MITUTOYO | 516-931-26 | GAUGE BLOCK SET | 276 | 345 | NA | NO | NO | 9 PC
MITUTOYO | 516-935-26 | GAUGE BLOCK SET | 276 | 345 | NA | NO | NO | 9 PC
MITUTOYO | 518-223 | HEIGHT GAUGE DIGITAL | 124 | 155 | NA | NO | NO | 24 INCH
MITUTOYO | 518-331A-21 | HEIGHT GAUGE DIGITAL | 124 | 155 | NA | NO | NO | 24 INCH
MITUTOYO | 518-341A-21 | HEIGHT GAUGE LARGE | 166 | 208 | NA | NO | NO | 38 INCH
MITUTOYO | 5210-619-4045 | MICROMETER DEPTH SET | 138 | 173 | 186 | YES | NO | 6 Rods
MITUTOYO | 527-313-50 | DEPTH GAUGE | 69 | 86 | NA | NO | NO
MITUTOYO | 530-108 | CALIPER | 69 | 86 | 93 | YES | NO | 200 mm
MITUTOYO | 534-103 | CALIPER LARGE | 104 | 130 | 140 | YES | NO | 30 INCH
MITUTOYO | 534-118 | CALIPER LARGE | 104 | 130 | 140 | YES | NO | 20 INCH
MITUTOYO | 543-110 | INDICATOR DIGITAL | 69 | 86 | NA | NO | NO
MITUTOYO | 543-122B | INDICATOR DIGITAL | 69 | 86 | NA | NO | NO
MITUTOYO | 543-132 | INDICATOR DIAL | 69 | 86 | NA | NO | NO
MITUTOYO | 543-252 | INDICATOR DIGITAL | 69 | 86 | NA | NO | NO
MITUTOYO | 543-252B | INDICATOR DIGITAL | 69 | 86 | NA | NO | NO
MITUTOYO | 543-253B | INDICATOR DIGITAL | 69 | 86 | NA | NO | NO
MITUTOYO | 543-256 | INDICATOR DIGITAL | 69 | 86 | NA | NO | NO
MITUTOYO | 543-256B | INDICATOR DIGITAL | 69 | 86 | NA | NO | NO
MITUTOYO | 543-272 | INDICATOR DIGITAL | 69 | 86 | NA | NO | NO
MITUTOYO | 543-272B | INDICATOR DIGITAL | 69 | 86 | NA | NO | NO
MITUTOYO | 543-392 | INDICATOR DIGITAL | 69 | 86 | NA | NO | NO
MITUTOYO | 543-392B | INDICATOR DIGITAL | 69 | 86 | NA | NO | NO
MITUTOYO | 543-392BD | INDICATOR DIGITAL | 69 | 86 | NA | NO | NO
MITUTOYO | 543-453B | INDICATOR DIGITAL | 69 | 86 | NA | NO | NO
MITUTOYO | 543-456B | INDICATOR DIGITAL | 69 | 86 | NA | NO | NO
MITUTOYO | 543-462B | INDICATOR DIGITAL | 69 | 86 | NA | NO | NO | 2 INCH
MITUTOYO | 543-463B | INDICATOR DIGITAL | 69 | 86 | NA | NO | NO | 2 INCH
MITUTOYO | 543-466B | INDICATOR DIGITAL | 69 | 86 | NA | NO | NO | 2 INCH
MITUTOYO | 543-469B | INDICATOR DIGITAL | 69 | 86 | NA | NO | NO | 2 INCH
MITUTOYO | 543-472B | INDICATOR DIGITAL | 69 | 86 | NA | NO | NO
MITUTOYO | 543-492B | INDICATOR DIGITAL | 69 | 86 | NA | NO | NO | 2 INCH
MITUTOYO | 543-525-1 | INDICATOR DIGITAL | 69 | 86 | NA | NO | NO
MITUTOYO | 543-552-1 | INDICATOR DIGITAL | 69 | 86 | NA | NO | NO
MITUTOYO | 543-554-1 | INDICATOR DIGITAL | 69 | 86 | NA | NO | NO
MITUTOYO | 543-683 | INDICATOR DIGITAL | 69 | 86 | NA | NO | NO
MITUTOYO | 543-683B | INDICATOR DIGITAL | 69 | 86 | NA | NO | NO
MITUTOYO | 543-692 | INDICATOR DIGITAL | 69 | 86 | NA | NO | NO
MITUTOYO | 547-217S | INDICATOR DIGITAL | 69 | 86 | NA | NO | NO
MITUTOYO | 547-257S | INDICATOR DIGITAL | 69 | 86 | NA | NO | NO
MITUTOYO | 550-223-10 | CALIPER LARGE | 104 | 130 | 140 | YES | NO | 18 INCH
MITUTOYO | 550-225-10 | CALIPER LARGE | 104 | 130 | 140 | YES | NO | 24 INCH
MITUTOYO | 550-227-10 | CALIPER LARGE | 104 | 130 | 140 | YES | NO | 40 INCH
MITUTOYO | 550-675 | CALIPER | 69 | 86 | 93 | YES | NO | 6 INCH
MITUTOYO | 551-341-10 | CALIPER | 69 | 86 | 93 | YES | NO | 12 INCH
MITUTOYO | 552-161 | CALIPER LARGE | 104 | 130 | 140 | YES | NO | 24 INCH
MITUTOYO | 552-312 | CALIPER | 69 | 86 | 93 | YES | NO | 18 INCH
MITUTOYO | 552-313 | CALIPER LARGE | 104 | 130 | 140 | YES | NO | 24 INCH
MITUTOYO | 552-315 | CALIPER LARGE | 104 | 130 | NA | NO | NO | 60 INCH
MITUTOYO | 552-315-10 | CALIPER LARGE | 104 | 130 | NA | NO | NO | 60 INCH
MITUTOYO | 5-6 INCH | MICROMETER | 69 | 86 | 93 | YES | NO | 6 INCH
MITUTOYO | 5-6" | MICROMETER | 69 | 86 | 93 | YES | NO | 6 INCH
MITUTOYO | 5623307-01 | MICROMETER DEPTH MODIFIED | 69 | 86 | NA | NO | NO | CNI
MITUTOYO | 570-215 | HEIGHT GAUGE | 124 | 155 | NA | NO | NO | 24 INCH
MITUTOYO | 570-235 | HEIGHT GAUGE DIGITAL | 124 | 155 | NA | NO | NO | 24 INCH
MITUTOYO | 570-235ST | HEIGHT GAUGE DIGIMATIC | 124 | 155 | NA | NO | NO | 24 INCH
MITUTOYO | 570-246 | HEIGHT GAUGE DIGITAL | 124 | 155 | NA | NO | NO | 18 INCH
MITUTOYO | 570-248 | HEIGHT GAUGE LARGE | 166 | 208 | NA | NO | NO | 40 INCH
MITUTOYO | 570-312 | HEIGHT GAUGE DIGITAL | 124 | 155 | NA | NO | NO | 12 INCH
MITUTOYO | 570-313 | HEIGHT GAUGE DIGITAL | 124 | 155 | NA | NO | NO | 18 INCH
MITUTOYO | 570-314 | HEIGHT GAUGE DIGITAL | 124 | 155 | NA | NO | NO | 24 INCH
MITUTOYO | 570-314 (0-24“} | HEIGHT GAUGE | 124 | 155 | NA | NO | NO | 24 INCH
MITUTOYO | 571-211-10 | DEPTH GAUGE | 69 | 86 | NA | NO | NO | 6 INCH
MITUTOYO | 571-214-10 | DEPTH GAUGE | 69 | 86 | NA | NO | NO | 18 INCH
MITUTOYO | 573-202-10 | CALIPER | 69 | 86 | 93 | YES | NO | 8 INCH
MITUTOYO | 573-701 | CALIPER | 69 | 86 | 93 | YES | NO | 6 INCH
MITUTOYO | 573-702 | CALIPER | 69 | 86 | 93 | YES | NO | 8 INCH
MITUTOYO | 574-210 | HEIGHT GAUGE | 124 | 155 | NA | NO | NO | 24 INCH
MITUTOYO | 574-211 | HEIGHT GAUGE | 124 | 155 | NA | NO | NO | 18 INCH
MITUTOYO | 575-123 | INDICATOR DIGITAL | 69 | 86 | NA | NO | NO | 1 INCH
MITUTOYO | 575-213 | INDICATOR DIGITAL | 69 | 86 | NA | NO | NO | 1 INCH
MITUTOYO | 5mm | GAUGE BLOCK | 69 | 86 | NA | NO | NO | 5 mm
MITUTOYO | 6 INCH | CALIPER | 69 | 86 | 93 | YES | NO | 6 INCH
MITUTOYO | 6" | CALIPER | 69 | 86 | 93 | YES | NO | 6 INCH
MITUTOYO | 6" PLASTIC | CALIPER | 69 | 86 | 93 | YES | NO | 6 INCH
MITUTOYO | 611202-23 | GAUGE BLOCK | 69 | 86 | NA | NO | NO | 2 INCH
MITUTOYO | 611204-23 | GAUGE BLOCK | 69 | 86 | NA | NO | NO | 4 INCH
MITUTOYO | 62" | CALIPER LARGE | 104 | 130 | NA | NO | NO | 62 INCH
MITUTOYO | 700-105 | DEPTH GAUGE | 69 | 86 | NA | NO | NO | 1 INCH
MITUTOYO | 700-113 | CALIPER | 69 | 86 | 93 | YES | NO | 6 INCH
MITUTOYO | 700-113-10 | CALIPER | 69 | 86 | 93 | YES | NO | 6 INCH
MITUTOYO | 700-118 | THICKNESS GAUGE DIGITAL | 69 | 86 | NA | NO | NO | 0.500 INCH
MITUTOYO | 700-122 | THICKNESS GAUGE DIGITAL | 69 | 86 | NA | NO | NO | 1 INCH
MITUTOYO | 700-126 | CALIPER | 69 | 86 | 93 | YES | NO | 6 INCH
MITUTOYO | 75-100mm | MICROMETER I.D. | 69 | 86 | NA | NO | NO | 4 INCH
MITUTOYO | 75mm | GAUGE BLOCK | 69 | 86 | NA | NO | NO | 3 INCH
MITUTOYO | 8" | END ROD | 69 | 86 | NA | NO | NO | 8 INCH
MITUTOYO | 80mm | GAUGE BLOCK | 69 | 86 | NA | NO | NO | 3 INCH
MITUTOYO | 8400-8 | MICROMETER OPTICAL | 69 | 86 | NA | NO | NO
MITUTOYO | 916-303 | SQUARE PRECISION | 69 | 86 | NA | NO | NO | 4 x 6 INCH
MITUTOYO | 916-306 | SQUARE PRECISION | 69 | 86 | NA | NO | NO | 8 X 12 INCH
MITUTOYO | 916-403 | SQUARE | 69 | 86 | NA | NO | NO | 4 x 6 INCH
MITUTOYO | 916-410 | SQUARE | 69 | 86 | NA | NO | NO
MITUTOYO | 950-252 | FEELER GAUGE | 117 | 146 | NA | NO | NO
MITUTOYO | 950-315 | PROTRACTOR DIGITAL | 69 | 86 | NA | NO | NO
MITUTOYO | 950-316 | PROTRACTOR DIGITAL | 69 | 86 | NA | NO | NO
MITUTOYO | 950-317 | PROTRACTOR DIGITAL | 69 | 86 | NA | NO | NO
MITUTOYO | 960-612 | LEVEL PRECISION | 69 | 86 | NA | NO | NO
MITUTOYO | 970-803 | SINE BAR | 104 | 130 | NA | NO | NO | 5 INCH
MITUTOYO | 970-804 | SINE BAR | 104 | 130 | NA | NO | NO | 10 INCH
MITUTOYO | 981-103 | ANGLE BLOCK SET | 138 | 173 | NA | NO | NO | 2 pc 6 Angle
MITUTOYO | 982-552 | TACHOMETER LASER | 168 | 210 | 227 | YES | NO | MU RPM using Time Mk on 5520A
MITUTOYO | 983-211 | TORQUE WRENCH | 69 | 86 | 93 | YES | NO | 25-250 IN LB
MITUTOYO | ATK600 | HARDNESS TESTER | 117 | 146 | NA | NO | NO
MITUTOYO | cd-12" | CALIPER | 69 | 86 | 93 | YES | NO | 12 INCH
MITUTOYO | CD12"CP | CALIPER | 69 | 86 | 93 | YES | NO | 12 INCH
MITUTOYO | CD-12"CP | CALIPER | 69 | 86 | 93 | YES | NO | 12 INCH
MITUTOYO | CD-12CP | CALIPER | 69 | 86 | 93 | YES | NO | 12 INCH
MITUTOYO | CD-18"C | CALIPER | 69 | 86 | 93 | YES | NO | 18 INCH
MITUTOYO | CD-24"C | CALIPER | 69 | 86 | 93 | YES | NO | 24 INCH
MITUTOYO | CD-4 CSX | CALIPER | 69 | 86 | 93 | YES | NO | 4 INCH
MITUTOYO | CD-6 INCHCS (500-196) (CD 6 IN CS) | CALIPER | 69 | 86 | 93 | YES | NO | 6 INCH
MITUTOYO | CD-6 PS | CALIPER | 69 | 86 | 93 | YES | NO | 6 INCH
MITUTOYO | CD-6" CS | CALIPER | 69 | 86 | 93 | YES | NO | 6 INCH
MITUTOYO | CD-6" CSX | CALIPER | 69 | 86 | 93 | YES | NO | 6 INCH
MITUTOYO | CD-6" CSXWW(500-160-20) | CALIPER | 69 | 86 | 93 | YES | NO | 6 INCH
MITUTOYO | CD-6"ASX | CALIPER | 69 | 86 | 93 | YES | NO | 6 INCH
MITUTOYO | CD-6"BS | CALIPER | 69 | 86 | 93 | YES | NO | 6 INCH
MITUTOYO | CD-6"CS | CALIPER | 69 | 86 | 93 | YES | NO | 6 INCH
MITUTOYO | CD-6"CS(500-196) | CALIPER | 69 | 86 | 93 | YES | NO | 6 INCH
MITUTOYO | CD-6” PSX | CALIPER | 69 | 86 | 93 | YES | NO | 6 INCH
MITUTOYO | CD67-6"PS | CALIPER | 69 | 86 | 93 | YES | NO | 6 INCH
MITUTOYO | CD-8 CX | CALIPER | 69 | 86 | 93 | YES | NO
MITUTOYO | CD-8 PSX | CALIPER | 69 | 86 | 93 | YES | NO | 8 INCH
MITUTOYO | CD-8" | CALIPER | 69 | 86 | 93 | YES | NO | 8 INCH
MITUTOYO | DIGIMATIC INDICATOR | INDICATOR DIGITAL | 69 | 86 | NA | NO | NO
MITUTOYO | DIN 875/00 | SQUARE | 69 | 86 | NA | NO | NO
MITUTOYO | DMC2.5-4 | DEPTH GAUGE | 69 | 86 | NA | NO | NO | 4 INCH
MITUTOYO | HDS-20C | HEIGHT GAUGE | 124 | 155 | NA | NO | NO | 200 mm
MITUTOYO | ID Series | INDICATOR DIAL | 69 | 86 | NA | NO | NO
MITUTOYO | ID-C1012E | INDICATOR DIAL | 69 | 86 | NA | NO | NO
MITUTOYO | ID-C1012EXBD | INDICATOR DIGITAL | 69 | 86 | NA | NO | NO
MITUTOYO | ID-C150EXB | INDICATOR DIGITAL | 69 | 86 | NA | NO | NO
MITUTOYO | ID-C150TB | INDICATOR DIGITAL | 69 | 86 | NA | NO | NO
MITUTOYO | ID-S1012E | INDICATOR DIGITAL | 69 | 86 | NA | NO | NO
MITUTOYO | IDU Series | INDICATOR DIGITAL | 69 | 86 | NA | NO | NO
MITUTOYO | IP65 | MICROMETER | 69 | 86 | 93 | YES | NO | 25-50 mm
MITUTOYO | MDC1 INCH SFB | MICROMETER | 69 | 86 | 93 | YES | NO | 1 INCH
MITUTOYO | PH-350H | OPTICAL COMPARATOR | 276 | 345 | NA | NO | NO
MITUTOYO | PH-A14 | OPTICAL COMPARATOR | 276 | 345 | NA | NO | NO
MITUTOYO | PRO 360 | PROTRACTOR DIGITAL | 69 | 86 | NA | NO | NO
MITUTOYO | PRO360 | LEVEL | 69 | 86 | NA | NO | NO
MITUTOYO | PRO3600 | PROTRACTOR | 69 | 86 | NA | NO | NO
MITUTOYO | QMH-24 | HEIGHT GAUGE | 124 | 155 | NA | NO | NO | 24 INCH
MITUTOYO | SC-6 | CALIPER, DIGITAL | 69 | 86 | 93 | YES | NO
MITUTOYO | SDV-6"-A | MICROMETER DEPTH | 69 | 86 | 93 | YES | NO
MITUTOYO | SERIES 222 | CALIPER | 69 | 86 | 93 | YES | NO
MITUTOYO | SJ-201 | SURFACE PROFILOMETER | 276 | 345 | NA | NO | NO
MITUTOYO | SJ-301 | SURFACE PROFILOMETER | 276 | 345 | NA | NO | NO
MITUTOYO | SJ-400 | SURFACE TESTER | 276 | 345 | NA | NO | NO
MITUTOYO | SJ-410 | SURFACE TESTER | 276 | 345 | NA | NO | NO
MITUTOYO | THICKNESS GAUGE | THICKNESS GAUGE | 69 | 86 | NA | NO | NO
MITUTOYO | TM-101/176-911 | MICROSCOPE TOOLMAKERS | 276 | 345 | NA | NO | NO
MITUTOYO | UEK429 | INDICATOR DIAL | 69 | 86 | NA | NO | NO
MITUTOYO | Various | MICROMETER | 69 | 86 | 93 | YES | NO | Various
MITUTOYO | VDS-12 PMX | DEPTH CALIPER | 69 | 86 | NA | NO | NO
MITUTOYO | VDS-12PMX | GAGE, DEPTH 12 | 69 | 86 | NA | NO | NO
MITUTOYO | VDS-6 AX | DEPTH GAGE | 69 | 86 | NA | NO | NO
MITUTOYO | 500-196-30 | CALIPER | 69 | 86 | 93 | YES | NO | 6 INCH
MKS | 775 | CAPACITANCE DIAPHRAGM GAUGE (BARATRON) | 0 | 0 | NA | NO | NO | No Capability
MKS | 120A | CAPACITANCE DIAPHRAGM GAUGE (BARATRON) | 0 | 0 | NA | NO | NO | No Capability
MKS | 122AA | PRESSURE TRANSDUCER | 0 | 0 | NA | NO | NO | Vendor Only
MKS | 122AA00010AB | PRESSURE TRANSDUCER | 0 | 0 | NA | NO | NO | Vendor Only
MKS | 122AA-00010AB | PRESSURE TRANSDUCER | 0 | 0 | NA | NO | NO | Vendor Only
MKS | 122AA00010ABS | PRESSURE TRANSDUCER | 0 | 0 | NA | NO | NO | Vendor Only
MKS | 122AA-00010AB-S | PRESSURE TRANSDUCER | 0 | 0 | NA | NO | NO | Vendor Only
MKS | 390HA (1 - 1000 Torr) | CAPACITANCE DIAPHRAGM GAUGE (BARATRON) | 0 | 0 | NA | NO | NO | No Capability
MKS | 590A01TRB | CAPACITANCE DIAPHRAGM GAUGE (BARATRON) | 0 | 0 | NA | NO | NO | No Capability
MKS | 590A01TRC | CAPACITANCE DIAPHRAGM GAUGE (BARATRON) | 0 | 0 | NA | NO | NO | No Capability
MKS | 590A11TRB | CAPACITANCE DIAPHRAGM GAUGE (BARATRON) | 0 | 0 | NA | NO | NO | No Capability
MKS | 590A11TRC | CAPACITANCE DIAPHRAGM GAUGE (BARATRON) | 0 | 0 | NA | NO | NO | No Capability
MKS | 590A12TRB | CAPACITANCE DIAPHRAGM GAUGE (BARATRON) | 0 | 0 | NA | NO | NO | No Capability
MKS | 590A12TRC | CAPACITANCE DIAPHRAGM GAUGE (BARATRON) | 0 | 0 | NA | NO | NO | No Capability
MKS | 622A11TAD | CAPACITANCE DIAPHRAGM GAUGE (BARATRON) | 0 | 0 | NA | NO | NO | No Capability
MKS | 624B | CAPACITANCE DIAPHRAGM GAUGE (BARATRON) | 0 | 0 | NA | NO | NO | No Capability
MKS | 626A | CAPACITANCE DIAPHRAGM GAUGE (BARATRON) | 0 | 0 | NA | NO | NO | No Capability
MKS | 627A | CAPACITANCE DIAPHRAGM GAUGE (BARATRON) | 0 | 0 | NA | NO | NO | No Capability
MKS | 627B (0.1 Torr) | CAPACITANCE DIAPHRAGM GAUGE (BARATRON) | 0 | 0 | NA | NO | NO | No Capability
MKS | 627B (1 - 1000 Torr) | CAPACITANCE DIAPHRAGM GAUGE (BARATRON) | 0 | 0 | NA | NO | NO | No Capability
MKS | 690A0.1TRB | CAPACITANCE DIAPHRAGM GAUGE (BARATRON) | 0 | 0 | NA | NO | NO | No Capability
MKS | 690A0.1TRC | CAPACITANCE DIAPHRAGM GAUGE (BARATRON) | 0 | 0 | NA | NO | NO | No Capability
MKS | 690A01TRA | CAPACITANCE DIAPHRAGM GAUGE (BARATRON) | 0 | 0 | NA | NO | NO | No Capability
MKS | 690A01TRB | CAPACITANCE DIAPHRAGM GAUGE (BARATRON) | 0 | 0 | NA | NO | NO | No Capability
MKS | 690A01TRC | CAPACITANCE DIAPHRAGM GAUGE (BARATRON) | 0 | 0 | NA | NO | NO | No Capability
MKS | 690A11TRA | CAPACITANCE DIAPHRAGM GAUGE (BARATRON) | 0 | 0 | NA | NO | NO | No Capability
MKS | 690A11TRB | CAPACITANCE DIAPHRAGM GAUGE (BARATRON) | 0 | 0 | NA | NO | NO | No Capability
MKS | 690A11TRC | CAPACITANCE DIAPHRAGM GAUGE (BARATRON) | 0 | 0 | NA | NO | NO | No Capability
MKS | 690A12TRA | CAPACITANCE DIAPHRAGM GAUGE (BARATRON) | 0 | 0 | NA | NO | NO | No Capability
MKS | 690A12TRB | CAPACITANCE DIAPHRAGM GAUGE (BARATRON) | 0 | 0 | NA | NO | NO | No Capability
MKS | 690A12TRC | CAPACITANCE DIAPHRAGM GAUGE (BARATRON) | 0 | 0 | NA | NO | NO | No Capability
MKS | 690A13TRA | CAPACITANCE DIAPHRAGM GAUGE (BARATRON) | 0 | 0 | NA | NO | NO | No Capability
MKS | 690A13TRB | CAPACITANCE DIAPHRAGM GAUGE (BARATRON) | 0 | 0 | NA | NO | NO | No Capability
MKS | 690A13TRC | CAPACITANCE DIAPHRAGM GAUGE (BARATRON) | 0 | 0 | NA | NO | NO | No Capability
MKS | 698A13TRB | CAPACITANCE DIAPHRAGM GAUGE (BARATRON) | 0 | 0 | NA | NO | NO | No Capability
MKS | 722A-22155 | CAPACITANCE DIAPHRAGM GAUGE (BARATRON) | 0 | 0 | NA | NO | NO | No Capability
MKS ION SYSTEMS | 210 | ESD CHARGED PLATE MONITOR | 294 | 368 | 397 | YES | NO | MU Meter Volts only
MKS ION SYSTEMS | 775 | ESD FIELD METER | 168 | 210 | NA | NO | NO
MKS ION SYSTEMS | 6420 | IONIZING AIR BLOWER | 168 | 210 | NA | NO | NO
MKS ION SYSTEMS | 280A | ESD CHARGED PLATE MONITOR | 294 | 368 | 397 | YES | NO | MU Meter Volts only
MKS ION SYSTEMS | 6460-44 | IONIZING AIR BLOWER | 168 | 210 | NA | NO | NO
MKS ION SYSTEMS | 775C | ESD CHARGING SOURCE | 168 | 210 | NA | NO | NO
MKS ION SYSTEMS | 775PVS | ESD FIELD METER | 168 | 210 | NA | NO | NO
MKS ION SYSTEMS | 91-0210 | ESD CHARGED PLATE MONITOR | 294 | 368 | 397 | YES | NO | MU Meter Volts only
MKS ION SYSTEMS | 91-0775 | ESD FIELD METER | 168 | 210 | NA | NO | NO
MNM | 40 In/H2O | PRESSURE GAUGE | 69 | 86 | NA | NO | NO
MODERN MACHINE COMPANY | B27061-2 | TEST BOX RUDDER ELEVATOR | 168 | NA | NA | NO | NO
MODERN TOOLS | 0-8" | CALIPER VERNIER | 69 | 86 | 93 | YES | NO | 8 INCH
MOLEX | 640160201 | CRIMPER | 69 | 86 | NA | NO | NO
MOLEX | 11-01-0185 | CRIMPER | 69 | 86 | NA | NO | NO
MOLEX | 11-01-0197 | CRIMPER | 69 | 86 | NA | NO | NO
MOLEX | 11-01-0209 | CRIMPER | 69 | 86 | NA | NO | NO
MOLEX | 57189-5000 | CRIMPER | 69 | 86 | NA | NO | NO
MOLEX | 57352-5000 | CRIMPER | 69 | 86 | NA | NO | NO
MOLEX | 63811-0300 | CRIMPER | 69 | 86 | NA | NO | NO
MOLEX | 63811-2200 | CRIMPER | 69 | 86 | NA | NO | NO
MOLEX | 63811-2300 | CRIMPER | 69 | 86 | NA | NO | NO
MOLEX | 63811-2800 | CRIMPER | 69 | 86 | NA | NO | NO
MOLEX | 63811-3300 | CRIMPER | 69 | 86 | NA | NO | NO
MOLEX | 63811-5000 | CRIMPER | 69 | 86 | NA | NO | NO
MOLEX | 63811-7000 | CRIMPER | 69 | 86 | NA | NO | NO
MOLEX | 63811-7400 | CRIMPER | 69 | 86 | NA | NO | NO
MOLEX | 63811-7500 | CRIMPER | 69 | 86 | NA | NO | NO
MOLEX | 638118200F | CRIMPER | 69 | 86 | NA | NO | NO
MOLEX | 638118700C | CRIMPER | 69 | 86 | NA | NO | NO
MOLEX | 638190000A | CRIMPER | 69 | 86 | NA | NO | NO
MOLEX | 638190100A | CRIMPER | 69 | 86 | NA | NO | NO
MOLEX | 638190200B | CRIMPER | 69 | 86 | NA | NO | NO
MOLEX | 638190800B | CRIMPER | 69 | 86 | NA | NO | NO
MOLEX | 638190800C | CRIMPER | 69 | 86 | NA | NO | NO
MOLEX | 638190800D | CRIMPER | 69 | 86 | NA | NO | NO
MOLEX | 63819-0900 | CRIMPER | 69 | 86 | NA | NO | NO
MOLEX | 638190900B | CRIMPER | 69 | 86 | NA | NO | NO
MOLEX | 638191100A | CRIMPER | 69 | 86 | NA | NO | NO
MOLEX | 638258100A | CRIMPER | 69 | 86 | NA | NO | NO
MOLEX | 640010100D | CRIMPER | 69 | 86 | NA | NO | NO
MOLEX | 735133-G5-FCC/Z | OPTICAL ATTENUATOR MODULE | 210 | 263 | NA | NO | NO
MOLEX | CR2262C | CRIMPER | 69 | 86 | NA | NO | NO
MOLEX | CR5907 | CRIMPER | 69 | 86 | NA | NO | NO
MOLEX | CR60622B | CRIMPER | 69 | 86 | NA | NO | NO
MOLEX | HTR 2445A | CRIMPER | 69 | 86 | NA | NO | NO
MOLEX | RHT-AFIFG | CRIMPER | 69 | 86 | NA | NO | NO
MONARCH | ACT-3X-1-1-0-2-1-0 | TACHOMETER | 168 | 210 | 227 | YES | NO | MU RPM using Time Mk on 5520A
MONARCH | BBX | NOVA-STROBE STROBOSCOPE | 210 | 263 | NA | NO | NO
MONARCH | DA-115 | TACHOMETER STROBE | 210 | 263 | NA | NO | NO
MONARCH | DB PLUS | TACHOMETER STROBE | 210 | 263 | NA | NO | NO
MONARCH | DC1250-U01 | CHART RECORDER | 252 | 315 | 340 | YES | NO
MONARCH | NOVA STROBE BB | TACHOMETER STROBE | 210 | 263 | NA | NO | NO
MONARCH | NOVA STROBE DB PLUS | TACHOMETER STROBE | 210 | 263 | NA | NO | NO
MONARCH | PHASAR LASER | TACHOMETER | 168 | 210 | 227 | YES | NO | MU RPM using Time Mk on 5520A
MONARCH | PHASAR-LEAD | RPM METER | 168 | 210 | 227 | YES | NO | MU RPM using Time Mk on 5520A
MONARCH | PLS | POCKET LED STROBE | 210 | 263 | NA | NO | NO
MONARCH | PLT200 | TACHOMETER LASER | 168 | 210 | 227 | YES | NO | MU RPM using Time Mk on 5520A
MONARCH | PT99 | TACHOMETER | 168 | 210 | 227 | YES | NO | MU RPM using Time Mk on 5520A
MONARCH | RPM | TACHOMETER | 168 | 210 | 227 | YES | NO | MU RPM using Time Mk on 5520A
MONARCH | TACH IV | TACHOMETER | 168 | 210 | 227 | YES | NO | MU RPM using Time Mk on 5520A
MONARCH | TACH-100 | TACHOMETER | 168 | 210 | 227 | YES | NO | MU RPM using Time Mk on 5520A
MONARCH | TACH-4AR | TACHOMETER | 168 | 210 | 227 | YES | NO | MU RPM using Time Mk on 5520A
MONNIT | MNS2-9-W2-TS-LT-L03 | WIRELESS TEMP SENSOR ULTRA-LOW | 378 | 473 | 510 | YES | NO | ALTA Series
MONNIT | MNS2-9-W2-TS-LT-L05 | WIRELESS TEMPERATURE SENSOR | 378 | 473 | 510 | YES | NO | ALTA Series
MONNIT | MNS2-9-W2-TS-LT-L10 | ALTA WIRELESS LOW TEMP SENSOR | 378 | 473 | 510 | YES | NO | ALTA Series
MONNIT | MNS2-9-W2-TS-ST-L03 | WIRELESS TEMP SENSOR STANDARD | 336 | 420 | 454 | YES | NO | ALTA Series
MONNIT | MNS2-9-W2-TS-ST-L05 | ALTA WIRELESS TEMP SENSOR | 336 | 420 | 454 | YES | NO | ALTA Series
MONNIT | MNS-9-HA-W1-ST | HUMIDITY TEMP PROBE | 242 | 303 | NA | NO | NO
MONNIT | MNS-9-W2-TS-LT-L03 | WIRELESS TEMP SENSOR ULTRA-LOW | 378 | 473 | 510 | YES | NO
MONNIT | MNS-9-W2-TS-LT-L03-NC | WIRELESS TEMPERATURE SENSOR | 378 | 473 | 510 | YES | NO
MONNIT | MNS-9-W2-TS-ST-L03 | WIRELESS TEMPERATURE SENSOR | 336 | 420 | 454 | YES | NO
MONNIT | MNS-9-W2-TS-ST-L03-NC | WIRELESS TEMP SENSOR STANDARD | 336 | 420 | 454 | YES | NO
MONROE ELECTRONICS | 268 | ESD CHARGED PLATE MONITOR | 294 | 368 | 397 | YES | NO | MU Meter Volts only
MONROE ELECTRONICS | 282 | RESISTIVITY METER | 168 | 210 | 227 | YES | NO | MU on Res Rdgs <100 MW
MONROE ELECTRONICS | 283 | RESISTIVITY METER | 168 | 210 | 227 | YES | NO | MU on Res Rdgs <100 MW
MONROE ELECTRONICS | 292 | ESD SURFACE RESISTANCE METER | 168 | 210 | 227 | YES | NO | MU on Res Rdgs <100 MW
MONROE ELECTRONICS | 230B | ESD FIELD METER | 168 | 210 | NA | NO | NO
MONROE ELECTRONICS | 244A 2 | ESD VOLTMETER HIGH VOLTAGE | 336 | 420 | NA | NO | NO
MONROE ELECTRONICS | 287 287A | ESD IONIZER PERFORMANCE ANALYZER | 294 | 368 | 397 | YES | NO | MU Meter Volts only
MOORE & WRIGHT | 400 | SQUARE MACHINIST | 69 | 86 | NA | NO | NO
MOORE & WRIGHT | 2" | SQUARE | 69 | 86 | NA | NO | NO | 2 INCH
MOORE & WRIGHT | UNKNOWN | SQUARE MACHINIST | 69 | 86 | NA | NO | NO
MOORE MEDICAL | 50-00164 | PRESSURE GAUGE SPHYGMOMANOMETER | 97 | 121 | NA | NO | NO
MOOREMEDICAL | A107289-8 | PRESSURE GAUGE SPHYGMOMANOMETER | 97 | 121 | NA | NO | NO
MOOREMEDICAL | A107291-1 | PRESSURE GAUGE SPHYGMOMANOMETER | 97 | 121 | NA | NO | NO
MORGAN AERO PRODUCTS | A3191-5MZ | CHAIN HOIST | 173 | 216 | NA | NO | NO
MORGAN AERO PRODUCTS | A3192-5MZ | CHAIN HOIST | 173 | 216 | NA | NO | NO
MORGAN AERO PRODUCTS | MA8120-2-18 | LOAD CELL | 483 | 604 | NA | NO | NO | 16000 LB
MORGAN AERO PRODUCTS | MA8120-2S | LOAD CELL | 483 | 604 | NA | NO | NO | 16000 LB
MORGAN AERO PRODUCTS | MA9257 | LOAD CELL | 483 | 604 | NA | NO | NO | 16000 LB
MOTOROLA | R2670 | RF SIGNAL ANALYZER | 756 | 945 | NA | NO | NO
MOUNTAIN | 5900 | CALIPER | 69 | 86 | 93 | YES | NO | 6 INCH
MOUNTAIN | MTN16600 | TORQUE WRENCH | 69 | 86 | 93 | YES | NO | Check Range. Accredited ONLY Up to 250 FtLbs
MOUNTZ | 020464 | TORQUE | 69 | 86 | 93 | YES | NO | Check Range. Accredited ONLY Up to 250 FtLbs
MOUNTZ | 068403 | TORQUE ANALYZER | 138 | 173 | NA | NO | NO
MOUNTZ | 02-0122 | TORQUE WRENCH | 69 | 86 | 93 | YES | NO | Check Range. Accredited ONLY Up to 250 FtLbs
MOUNTZ | 0-50 Lb/In | TORQUE DRIVER | 69 | 86 | 93 | YES | NO | Check Range. Accredited ONLY Up to 250 FtLbs
MOUNTZ | 068002-C | TORQUE | 69 | 86 | 93 | YES | NO | Check Range. Accredited ONLY Up to 250 FtLbs
MOUNTZ | 068003-D | TORQUE | 69 | 86 | 93 | YES | NO | Check Range. Accredited ONLY Up to 250 FtLbs
MOUNTZ | 100i | TORQUE ANALYZER | 138 | 173 | NA | NO | NO
MOUNTZ | 20-120 NM | TORQUE DRIVER | 69 | 86 | 93 | YES | NO | 120 cNm
MOUNTZ | 22 IN/LBS | TORQUE DRIVER | 69 | 86 | 93 | YES | NO | Check Range. Accredited ONLY Up to 250 FtLbs
MOUNTZ | 5-50 Lb/In | TORQUE DRIVER | 69 | 86 | 93 | YES | NO | Check Range. Accredited ONLY Up to 250 FtLbs
MOUNTZ | 800-456-1828 | TORQUE METER | 69 | 86 | 93 | YES | NO | Check Range. Accredited ONLY Up to 250 FtLbs
MOUNTZ | BMX-100F | TORQUE TRANSDUCER | 138 | 173 | NA | NO | NO | 100 FT LB
MOUNTZ | BMX-250F | TORQUE TRANSDUCER | 138 | 173 | NA | NO | NO | 250 FT LB
MOUNTZ | BMX250I | Torque Reaction Sensor | 138 | 173 | NA | NO | NO
MOUNTZ | BMX-50F | TORQUE TRANSDUCER | 138 | 173 | NA | NO | NO | 50 FT LB
MOUNTZ | BMX-50i | TORQUE TRANSDUCER | 138 | 173 | NA | NO | NO | 50 IN LB
MOUNTZ | BTSX | TORQUE TRANSDUCER | 138 | 173 | NA | NO | NO
MOUNTZ | EF080 ESD | TORQUE DRIVER | 69 | 86 | 93 | YES | NO | Check Range. Accredited ONLY Up to 250 FtLbs
MOUNTZ | EF180 ESD | TORQUE DRIVER | 69 | 86 | 93 | YES | NO | Check Range. Accredited ONLY Up to 250 FtLbs
MOUNTZ | EMT160 | TORQUE SCREWDRIVER | 69 | 86 | 93 | YES | NO | Check Range. Accredited ONLY Up to 250 FtLbs
MOUNTZ | EMT50 | TORQUE SCREWDRIVER | 69 | 86 | 93 | YES | NO | Check Range. Accredited ONLY Up to 250 FtLbs
MOUNTZ | EMT80 | TORQUE | 69 | 86 | 93 | YES | NO | Check Range. Accredited ONLY Up to 250 FtLbs
MOUNTZ | K250 | TORQUE SCREWDRIVER | 69 | 86 | 93 | YES | NO | Check Range. Accredited ONLY Up to 250 FtLbs
MOUNTZ | K450 | TORQUE DRIVER | 69 | 86 | 93 | YES | NO | Check Range. Accredited ONLY Up to 250 FtLbs
MOUNTZ | LT2100 | TORQUE ANALYZER | 138 | 173 | NA | NO | NO
MOUNTZ | M-100 | TORQUE TESTER | 138 | 173 | NA | NO | NO
MOUNTZ | M100 ULTRA | TORQUE TRANSDUCER | 138 | 173 | NA | NO | NO
MOUNTZ | MICRO TORQUE | TORQUE DRIVER | 69 | 86 | 93 | YES | NO | Check Range. Accredited ONLY Up to 250 FtLbs
MOUNTZ | MICRO-TORQUE | TORQUE SCREWDRIVER | 69 | 86 | 93 | YES | NO | Check Range. Accredited ONLY Up to 250 FtLbs
MOUNTZ | MINOR | TORQUE | 69 | 86 | 93 | YES | NO | Check Range. Accredited ONLY Up to 250 FtLbs
MOUNTZ | MTW200F | TORQUE WRENCH | 69 | 86 | 93 | YES | NO | Check Range. Accredited ONLY Up to 250 FtLbs
MOUNTZ | QSA12 FH | TORQUE SCREWDRIVER | 69 | 86 | 93 | YES | NO | Check Range. Accredited ONLY Up to 250 FtLbs
MOUNTZ | QSA50FH | TORQUE | 69 | 86 | 93 | YES | NO | Check Range. Accredited ONLY Up to 250 FtLbs
MOUNTZ | S-100 | TORQUE ANALYZER | 138 | 173 | NA | NO | NO
MOUNTZ | S-320 | TORQUE ANALYZER | 138 | 173 | NA | NO | NO
MOUNTZ | TB | TORQUE WRENCH | 69 | 86 | 93 | YES | NO | Check Range. Accredited ONLY Up to 250 FtLbs
MOUNTZ | TBHK | TORQUE WRENCH | 69 | 86 | 93 | YES | NO | Check Range. Accredited ONLY Up to 250 FtLbs
MOUNTZ | TBIH | TORQUE WRENCH | 69 | 86 | 93 | YES | NO | Check Range. Accredited ONLY Up to 250 FtLbs
MOUNTZ | TBIH-BLUE | TORQUE WRENCH | 69 | 86 | 93 | YES | NO | Check Range. Accredited ONLY Up to 250 FtLbs
MOUNTZ | TBIH-GREEN | TORQUE WRENCH | 69 | 86 | 93 | YES | NO | Check Range. Accredited ONLY Up to 250 FtLbs
MOUNTZ | TCA240/26 | TORQUE ANALYZER | 138 | 173 | NA | NO | NO
MOUNTZ | TITAN600F | TORQUE WRENCH | 69 | 86 | 93 | YES | NO | Check Range. Accredited ONLY Up to 250 FtLbs
MOUNTZ | TL-10i | TORQUE ANALYZER | 138 | 173 | NA | NO | NO
MOUNTZ | TL-25i | TORQUE ANALYZER | 138 | 173 | NA | NO | NO
MOUNTZ | TL-50i | TORQUE ANALYZER | 138 | 173 | NA | NO | NO
MOUNTZ | TLS0022M | TORQUE DRIVER | 69 | 86 | 93 | YES | NO | Check Range. Accredited ONLY Up to 250 FtLbs
MOUNTZ | TLS0135 | TORQUE DRIVER | 69 | 86 | 93 | YES | NO | Check Range. Accredited ONLY Up to 250 FtLbs
MOUNTZ | TLS020079 | TORQUE DRIVER | 69 | 86 | 93 | YES | NO | Check Range. Accredited ONLY Up to 250 FtLbs
MOUNTZ | TLS020082 | TORQUE DRIVER | 69 | 86 | 93 | YES | NO | Check Range. Accredited ONLY Up to 250 FtLbs
MOUNTZ | TLS0406 | TORQUE DRIVER | 69 | 86 | 93 | YES | NO | Check Range. Accredited ONLY Up to 250 FtLbs
MOUNTZ | TLS1360 | TORQUE DRIVER | 69 | 86 | 93 | YES | NO | Check Range. Accredited ONLY Up to 250 FtLbs
MOUNTZ | TM-200 | TORQUE METER | 69 | 86 | 93 | YES | NO | Check Range. Accredited ONLY Up to 250 FtLbs
MOUNTZ | Various | TORQUE WRENCH | 69 | 86 | 93 | YES | NO | Check Range. Accredited ONLY Up to 250 FtLbs
MPI THERMAL | TA-5000 | TEMPERATURE FORCING SYSTEM | 420 | 525 | 567 | YES | NO
MPI THERMAL | TA-5000A-1-1 | THERMALAIR | 420 | 525 | 567 | YES | NO
MPJA | 14601PS | DC POWER SUPPLY | 168 | 210 | 227 | YES | NO
MPJA | 14605PS | DC POWER SUPPLY | 168 | 210 | 227 | YES | NO
MPT | MP-9905 | TORQUE DRIVER | 69 | 86 | 93 | YES | NO | Check Range. Accredited ONLY Up to 250 FtLbs
MSA | ALTAIR | GAS DETECTOR, O2 ONLY | 168 | 210 | NA | NO | NO
MSC | 645050 | INDICATOR DIAL | 69 | 86 | NA | NO | NO | 1 INCH
MSC | 7/16-20 UNF-3A | THREAD RING GAUGE GO NOGO | 69 | 86 | NA | NO | NO
MUELLER GAUGE | 1918 | GROOVE GAUGE | 69 | 86 | NA | NO | NO
MULTI-THERMO | -50C-+300C | THERMOMETER | 168 | 210 | 227 | YES | NO
MY WEIGH | D2 300 | SCALE | 207 | 259 | 279 | YES | NO | 300 g
MY WEIGH | i201 | SCALE | 207 | 259 | 279 | YES | NO | 200 g
MY WEIGH | i2600 | SCALE | 124 | 155 | NA | NO | NO | 2600 g
MYERS | 7179 | TORQUE WRENCH | 69 | 86 | 93 | YES | NO | Check Range. Accredited ONLY Up to 250 FtLbs
MYKROLIS | 01-0109-F | PRESSURE VACUUM GAUGE | 69 | 86 | NA | NO | NO
MYPIN | TA4-RNR | TEMP CONTROLLER | 126 | 158 | 170 | YES | NO
MYPIN | TA4-SNR | TEMP CONTROLLER | 126 | 158 | 170 | YES | NO
MYRON L | ULTRAMETER II | CONDUCTIVITY METER | 138 | 173 | NA | NO | NO
N.A.T. | 1/2-20 UNJF-3A | THREAD RING GAUGE GO NOGO | 69 | 86 | NA | NO | NO
N.A.T. | 10-32 UNF-3A | THREAD RING GAUGE GO NOGO | 69 | 86 | NA | NO | NO
N.A.T. | 5/16-18 UNC-2A | THREAD RING GAUGE GO NOGO | 69 | 86 | NA | NO | NO
N.A.T. | M1.6X0.35-6G | THREAD RING GAUGE GO NOGO | 69 | 86 | NA | NO | NO
N.A.T. | M12X1.75-6G | THREAD RING GAUGE GO NOGO | 69 | 86 | NA | NO | NO
N.A.T. | M16X2.0-6G | THREAD RING GAUGE GO NOGO | 69 | 86 | NA | NO | NO
N.A.T. | M6X1.0-6G | THREAD RING GAUGE GO NOGO | 69 | 86 | NA | NO | NO
N.A.T. | M8X1.25 6G | THREAD RING GAUGE GO NOGO | 69 | 86 | NA | NO | NO
N.A.T.C. | 1/4-20 UNC-2A | THREAD RING GAUGE GO NOGO | 69 | 86 | NA | NO | NO
N.A.T.C. | 10-24 UNC-2A | THREAD RING GAUGE GO NOGO | 69 | 86 | NA | NO | NO
N.A.T.C. | 5/16-18 UNC-2B | THREAD PLUG GAUGE GO NOGO | 69 | 86 | NA | NO | NO
N.A.T.C. | 6-32 UNC-2A | THREAD RING GAUGE GO NOGO | 69 | 86 | NA | NO | NO
N.S.K. | Various | CALIPER | 69 | 86 | 93 | YES | NO
NALTEX | 34394 | END ROD | 69 | 86 | NA | NO | NO | 2 INCH
NAPCO | 8100TD | AUTOCLAVE | 336 | 420 | NA | NO | NO
NARDA | 745-69 | STEP ATTENUATOR | 420 | 525 | NA | NO | NO
NARDA | VARIOUS | ISOTROPIC PROBE | 0 | 0 | NA | NO | NO | Send all Narda RF or Isotropic Probes to OEM
NATC | 1/2-13 UNC-2B | THREAD PLUG GAUGE GO NOGO | 69 | 86 | NA | NO | NO
NATC | 1/2-20 UNF-2A | THREAD RING GAUGE GO NOGO | 69 | 86 | NA | NO | NO
NATC | 1/4-20 UNC-2B | THREAD RING GAUGE GO | 69 | 86 | NA | NO | NO
NATC | 1/4-28 UNF-2A | THREAD RING GAUGE GO NOGO | 69 | 86 | NA | NO | NO
NATC | 1/4-28 UNF-3B | THREAD PLUG GAUGE GO NOGO | 69 | 86 | NA | NO | NO
NATC | 12-24 UNC-2A | THREAD RING GAUGE GO NOGO | 69 | 86 | NA | NO | NO
NATC | 3/4-20 UNEF-2A | THREAD RING GAUGE GO NOGO | 69 | 86 | NA | NO | NO
NATC | 3/8-16 UNC-2B | THREAD PLUG GAUGE GO NOGO | 69 | 86 | NA | NO | NO
NATC | 3/8-24 UNF-2A | THREAD RING GAUGE GO NOGO | 69 | 86 | NA | NO | NO
NATC | 3/8-24 UNF-2B | THREAD PLUG GAUGE GO NOGO | 69 | 86 | NA | NO | NO
NATC | 3/8-24 UNJF-3A | THREAD RING GAUGE GO NOGO | 69 | 86 | NA | NO | NO
NATC | 5/16-24 UNF-2A | THREAD RING GAUGE GO NOGO | 69 | 86 | NA | NO | NO
NATC | 7/16-20 UNF-2B | THREAD PLUG GAUGE GO NOGO | 69 | 86 | NA | NO | NO
NATC | 7/16-20 UNJF-3A | THREAD RING GAUGE GO NOGO | 69 | 86 | NA | NO | NO
NATC | 7/8-14 UNJF-3A | THREAD RING GAUGE GO NOGO | 69 | 86 | NA | NO | NO
NATC | 8-32 UNC-3A | THREAD RING GAUGE GO | 69 | 86 | NA | NO | NO
NATC | 8-32 UNC-3B | THREAD PLUG GAUGE GO NOGO | 69 | 86 | NA | NO | NO
NATC | 9/16-18 UNF-2B | THREAD PLUG GAUGE GO NOGO | 69 | 86 | NA | NO | NO
NATC | 9/16-18 UNJF-3A | THREAD RING GAUGE GO NOGO | 69 | 86 | NA | NO | NO
NATC | M2.5x0.45-6H | THREAD PLUG GAUGE GO NOGO | 69 | 86 | NA | NO | NO
NATC | M2x0.40-6H | THREAD PLUG GAUGE GO NOGO | 69 | 86 | NA | NO | NO
NATIONAL | 0.500" | INDICATOR DIAL | 69 | 86 | NA | NO | NO | 0.500 INCH
NATIONAL INSTRUMENTS | 4060 | 5.5 DIGIT DIGITAL MULTIMETER | 294 | 368 | 397 | YES | NO
NATIONAL INSTRUMENTS | 4065 | 6 1/2-DIGIT DMM | 294 | 368 | 397 | YES | NO
NATIONAL INSTRUMENTS | 9201 | DAQ CARD | 294 | 368 | 397 | YES | NO
NATIONAL INSTRUMENTS | 9205 | ANALOG INPUT MODULE | 294 | 368 | 397 | YES | NO
NATIONAL INSTRUMENTS | 9207 | ANALOG INPUT MODULE | 294 | 368 | 397 | YES | NO
NATIONAL INSTRUMENTS | 9208 | CURRENT INPUT MODULE | 294 | 368 | 397 | YES | NO
NATIONAL INSTRUMENTS | 9209 | VOLTAGE INPUT MODULE | 294 | 368 | 397 | YES | NO
NATIONAL INSTRUMENTS | 9211 | TEMP METER THERMOCOUPLE PCI USB | 378 | 473 | 510 | YES | NO
NATIONAL INSTRUMENTS | 9212 | TEMP METER THERMOCOUPLE PCI USB | 378 | 473 | 510 | YES | NO
NATIONAL INSTRUMENTS | 9213 | ANALOG INPUT MODULE | 294 | 368 | 397 | YES | NO
NATIONAL INSTRUMENTS | 9215 | DC VOLT METER MODULE PCI USB | 294 | 368 | 397 | YES | NO
NATIONAL INSTRUMENTS | 9221 | DAQ CARD | 294 | 368 | 397 | YES | NO
NATIONAL INSTRUMENTS | 9227 | ANALOG INPUT MODULE | 294 | 368 | 397 | YES | NO
NATIONAL INSTRUMENTS | 9234 | ANALOG INPUT MODULE | 294 | 368 | 397 | YES | NO
NATIONAL INSTRUMENTS | 9244 | ANALOG INPUT MODULE | 294 | 368 | 397 | YES | NO
NATIONAL INSTRUMENTS | 9263 | 4 CHANNEL ANALOG MODULE | 294 | 368 | 397 | YES | NO
NATIONAL INSTRUMENTS | 9264 | DSUB 16 CHANNEL | 294 | 368 | 397 | YES | NO
NATIONAL INSTRUMENTS | 9265 | ANALOG OUTPUT BOARD | 294 | 368 | 397 | YES | NO
NATIONAL INSTRUMENTS | 9269 | DC VOLTAGE SOURCE MODULE PCI USB | 294 | 368 | 397 | YES | NO
NATIONAL INSTRUMENTS | 9361 | ANALOG INPUT MODULE | 294 | 368 | 397 | YES | NO
NATIONAL INSTRUMENTS | 9481 | DAQ CARD | 294 | 368 | 397 | YES | NO
NATIONAL INSTRUMENTS | 6034E | MULTIFUNCTION I/O | 294 | 368 | 397 | YES | NO
NATIONAL INSTRUMENTS | 6035E | MULTIFUNCTION I/O | 294 | 368 | 397 | YES | NO
NATIONAL INSTRUMENTS | 9205-DSUB | Voltage Input Module | 294 | 368 | 397 | YES | NO
NATIONAL INSTRUMENTS | 9208 W DSUB | CURRENT INPUT MODULE | 294 | 368 | 397 | YES | NO
NATIONAL INSTRUMENTS | 9264-DSUB | Voltage Output Module | 294 | 368 | 397 | YES | NO
NATIONAL INSTRUMENTS | AT-AO-x | DAC CARD EISA | 0 | 0 | NA | NO | NO | No Longer Supported
NATIONAL INSTRUMENTS | AT-MIO-16DE-10L | I/O DATA AQUISITION BOARD | 0 | 0 | NA | NO | NO | No Longer Supported
NATIONAL INSTRUMENTS | AT-MIO-16x-xx | DAC CARD ISA | 0 | 0 | NA | NO | NO | No Longer Supported
NATIONAL INSTRUMENTS | AT-MIO-64x-x | DAC CARD ISA | 0 | 0 | NA | NO | NO | No Longer Supported
NATIONAL INSTRUMENTS | CFP-AI-xxx | ANALOG INPUT MODULE | 0 | 0 | NA | NO | NO | Send to OEM Only
NATIONAL INSTRUMENTS | CFP-AO-xxx | ANALOG OUTPUT MODULE | 0 | 0 | NA | NO | NO | Send to OEM Only
NATIONAL INSTRUMENTS | FP-AI-100 | DC VOLT CURRENT METER MODULE | 294 | 368 | 397 | YES | NO
NATIONAL INSTRUMENTS | FP-AI-110 | DC VOLT CURRENT METER MODULE | 294 | 368 | 397 | YES | NO
NATIONAL INSTRUMENTS | FP-AO-210 | ANALOG OUTPUT BOARD | 294 | 368 | 397 | YES | NO
NATIONAL INSTRUMENTS | FSW-0020 | QUICKSYN FREQUENCY SYNTHESIZER | 0 | 0 | NA | NO | NO | OEM Only. Send to NI
NATIONAL INSTRUMENTS | PCI-1200 | DATA ACQUISITION BOARD PCI | 378 | 473 | 510 | YES | NO
NATIONAL INSTRUMENTS | PCI-4060 | DMM PCI | 294 | 368 | 397 | YES | NO
NATIONAL INSTRUMENTS | PCI-4065 | DMM PCI | 294 | 368 | 397 | YES | NO
NATIONAL INSTRUMENTS | PCI-5102 | DATA ACQUISITION BOARD PCI | 378 | 473 | 510 | YES | NO
NATIONAL INSTRUMENTS | PCI-6013 | DATA ACQUISITION BOARD PCI | 378 | 473 | 510 | YES | NO
NATIONAL INSTRUMENTS | PCI-6023E | DATA ACQUISITION BOARD PCI | 378 | 473 | 510 | YES | NO
NATIONAL INSTRUMENTS | PCI-6024E | DATA ACQUISITION BOARD PCI | 378 | 473 | 510 | YES | NO
NATIONAL INSTRUMENTS | PCI-6025E | DATA ACQUISITION BOARD PCI | 378 | 473 | 510 | YES | NO
NATIONAL INSTRUMENTS | PCI-6030E | DATA ACQUISITION BOARD PCI | 378 | 473 | 510 | YES | NO
NATIONAL INSTRUMENTS | PCI-6034E | DATA ACQUISITION BOARD PCI | 378 | 473 | 510 | YES | NO
NATIONAL INSTRUMENTS | PCI-6035E | DATA ACQUISITION BOARD PCI | 378 | 473 | 510 | YES | NO
NATIONAL INSTRUMENTS | PCI-6052E | DATA ACQUISITION BOARD PCI | 378 | 473 | 510 | YES | NO
NATIONAL INSTRUMENTS | PCI-6071E | DATA ACQUISITION BOARD PCI | 378 | 473 | 510 | YES | NO
NATIONAL INSTRUMENTS | PCI-6220 | DATA AQUISITION BOARD | 378 | 473 | 510 | YES | NO
NATIONAL INSTRUMENTS | PCI-6221 | DATA AQUISITION BOARD | 378 | 473 | 510 | YES | NO
NATIONAL INSTRUMENTS | PCI-6224 | DATA AQUISITION BOARD | 378 | 473 | 510 | YES | NO
NATIONAL INSTRUMENTS | PCI-6229 | DATA AQUISITION BOARD | 378 | 473 | 510 | YES | NO
NATIONAL INSTRUMENTS | PCI-6259 | DATA ACQUISITION UNIT | 378 | 473 | 510 | YES | NO
NATIONAL INSTRUMENTS | PCI-6281 | DATA AQUISITION BOARD | 378 | 473 | 510 | YES | NO
NATIONAL INSTRUMENTS | PCI-6541 | 50 MHz, 32-Channel Digital Waveform Device | 378 | 473 | NA | NO | NO
NATIONAL INSTRUMENTS | PCI-6542 | 100 MHz, 32-Channel Digital Waveform Device | 378 | 473 | NA | NO | NO
NATIONAL INSTRUMENTS | PCI-6711 | DATA ACQUISITION BOARD PCI | 378 | 473 | 510 | YES | NO
NATIONAL INSTRUMENTS | PCI-6713 | DATA ACQUISITION BOARD PCI | 378 | 473 | 510 | YES | NO
NATIONAL INSTRUMENTS | PCIE-4065 | 6 1/2 DIGIT DMM | 294 | 368 | 397 | YES | NO
NATIONAL INSTRUMENTS | PCI-MIO-16XE-50 | DATA AQUISITION BOARD | 378 | 473 | 510 | YES | NO
NATIONAL INSTRUMENTS | PCIX-6025E | DATA AQUISITION BOARD | 378 | 473 | 510 | YES | NO
NATIONAL INSTRUMENTS | PXI-1042 | CHASSIS MAINFRAME PXI | 0 | 0 | NA | NO | NO | No Cal Required
NATIONAL INSTRUMENTS | PXI-2503 | MULTIPLEXER SWITCH MODULE | 420 | 525 | NA | NO | NO | RF Specs
NATIONAL INSTRUMENTS | PXI-2530B | 128-CHAN REED RELAY MULTIPLEXER/MATRIX | 420 | 525 | NA | NO | NO
NATIONAL INSTRUMENTS | PXI-2564 | 16 SPST RELAY MODULE | 420 | 525 | NA | NO | NO
NATIONAL INSTRUMENTS | PXI-4060 | DMM PXI | 294 | 368 | 397 | YES | NO
NATIONAL INSTRUMENTS | PXI-4065 | 6.5 DIGIT DMM | 294 | 368 | 397 | YES | NO
NATIONAL INSTRUMENTS | PXI-4070 | DMM PXI | 294 | 368 | 397 | YES | NO
NATIONAL INSTRUMENTS | PXI-4071 | DMM PXI | 420 | 525 | 567 | YES | NO
NATIONAL INSTRUMENTS | PXI-4072 | DMM PXI | 294 | 368 | 397 | YES | NO
NATIONAL INSTRUMENTS | PXI-4110 | DC POWER SUPPLY MODULE PXI | 420 | 525 | 567 | YES | NO | On-site Only, or Submit w/Chassis
NATIONAL INSTRUMENTS | PXI-4130 | DC POWER SUPPLY MODULE PXI | 420 | 525 | 567 | YES | NO | On-site Only, or Submit w/Chassis
NATIONAL INSTRUMENTS | PXI-4132 | DC POWER SUPPLY MODULE PXI | 420 | 525 | 567 | YES | NO | On-site Only, or Submit w/Chassis
NATIONAL INSTRUMENTS | PXI-4351 | DATA ACQUISITION BOARD PXI | 378 | 473 | 510 | YES | NO
NATIONAL INSTRUMENTS | PXI-4461 | SOUND AND VIBRATION MODULE PXI | 462 | 578 | NA | NO | NO
NATIONAL INSTRUMENTS | PXI-4462 | SOUND AND VIBRATION MODULE PXI | 462 | 578 | NA | NO | NO
NATIONAL INSTRUMENTS | PXI-4472 | DATA ACQUISITION BOARD PXI | 378 | 473 | 510 | YES | NO
NATIONAL INSTRUMENTS | PXI-5105 | 8-Channel PXI Oscilloscope | 420 | 525 | 567 | YES | NO
NATIONAL INSTRUMENTS | PXI-5112 | OSCILLOSCOPE DIGITIZER PXI | 420 | 525 | 567 | YES | NO | 0.10 GHZ
NATIONAL INSTRUMENTS | PXI-5114 | OSCILLOSCOPE DIGITIZER PXI | 420 | 525 | 567 | YES | NO | 0.10 GHZ
NATIONAL INSTRUMENTS | PXI-5122 | OSCILLOSCOPE DIGITIZER PXI | 420 | 525 | 567 | YES | NO | 0.10 GHZ
NATIONAL INSTRUMENTS | PXI-5124 | OSCILLOSCOPE DIGITIZER PXI | 420 | 525 | 567 | YES | NO | NA
NATIONAL INSTRUMENTS | PXI-5142 | OSCILLOSCOPE DIGITIZER PXI | 420 | 525 | 567 | YES | NO | NA
NATIONAL INSTRUMENTS | PXI-5152 | OSCILLOSCOPE DIGITIZER PXI | 420 | 525 | 567 | YES | NO | 0.30 GHZ
NATIONAL INSTRUMENTS | PXI-5402 | FUNCTION GENERATOR PXI | 378 | 473 | NA | NO | NO
NATIONAL INSTRUMENTS | PXI-5406 | ARBITRARY FUNCTION GENERATOR | 378 | 473 | NA | NO | NO
NATIONAL INSTRUMENTS | PXI-5412 | FUNCTION GENERATOR PXI | 378 | 473 | NA | NO | NO
NATIONAL INSTRUMENTS | PXI-5421 | FUNCTION GENERATOR PXI | 378 | 473 | NA | NO | NO
NATIONAL INSTRUMENTS | PXI-5441 | FUNCTION GENERATOR PXI | 378 | 473 | NA | NO | NO
NATIONAL INSTRUMENTS | PXI-5600 | RF DOWNCONVERTER PXI | 504 | 630 | NA | NO | NO
NATIONAL INSTRUMENTS | PXI-5610 | RF UPCONVERTER PXI | 504 | 630 | NA | NO | NO | 2.7 GHZ
NATIONAL INSTRUMENTS | PXI-5620 | RF SPECTRUM ANALYZER DIGITIZER PXI | 672 | 840 | NA | NO | NO
NATIONAL INSTRUMENTS | PXI-5651 | RF SIGNAL GENERATOR PXI | 672 | 840 | NA | NO | NO
NATIONAL INSTRUMENTS | PXI-5652 | RF SIGNAL GENERATOR PXI | 672 | 840 | NA | NO | NO | 6.6 GHZ
NATIONAL INSTRUMENTS | PXI-5671 | SIGNAL GENERATOR | 0 | 0 | NA | NO | NO | Cal Cards: PXI-5441, 5610
NATIONAL INSTRUMENTS | PXI-5691 | RF AMPLIFIER PXI | 378 | 473 | NA | NO | NO
NATIONAL INSTRUMENTS | PXI-5922 | OSCILLOSCOPE DIGITIZER PXI | 420 | 525 | 567 | YES | NO | NA
NATIONAL INSTRUMENTS | PXI-6025E | DATA ACQUISITION BOARD PXI | 378 | 473 | 510 | YES | NO
NATIONAL INSTRUMENTS | PXI-6030E | DATA ACQUISITION BOARD PXI | 378 | 473 | 510 | YES | NO
NATIONAL INSTRUMENTS | PXI-6031E | DATA ACQUISITION BOARD PXI | 378 | 473 | 510 | YES | NO
NATIONAL INSTRUMENTS | PXI-6052E | DATA ACQUISITION BOARD PXI | 378 | 473 | 510 | YES | NO
NATIONAL INSTRUMENTS | PXI-6070E | DATA ACQUISITION BOARD PXI | 378 | 473 | 510 | YES | NO
NATIONAL INSTRUMENTS | PXI-6221 | DATA ACQUISITION BOARD PXI | 378 | 473 | 510 | YES | NO
NATIONAL INSTRUMENTS | PXI-6225 | DATA ACQUISITION BOARD PXI | 378 | 473 | 510 | YES | NO
NATIONAL INSTRUMENTS | PXI-6229 | DATA ACQUISITION BOARD PXI | 378 | 473 | 510 | YES | NO
NATIONAL INSTRUMENTS | PXI-6255 | DATA ACQUISITION BOARD PXI | 378 | 473 | 510 | YES | NO
NATIONAL INSTRUMENTS | PXI-6259 | DATA ACQUISITION BOARD PXI | 378 | 473 | 510 | YES | NO
NATIONAL INSTRUMENTS | PXI-6281 | M SERIES MULTIFUNCTION DAQ DEVICE | 378 | 473 | 510 | YES | NO
NATIONAL INSTRUMENTS | PXI-6289 | DATA ACQUISITION BOARD PXI | 378 | 473 | 510 | YES | NO
NATIONAL INSTRUMENTS | PXI-6509 | DIGITAL IO MODULE PXI | 0 | 0 | NA | NO | NO | No Cal Required
NATIONAL INSTRUMENTS | PXI-6522 | FUNCTION GENERATOR ANALYZER PXI | 378 | 473 | NA | NO | NO
NATIONAL INSTRUMENTS | PXI-6534 | FUNCTION GENERATOR ANALYZER PXI | 378 | 473 | NA | NO | NO
NATIONAL INSTRUMENTS | PXI-6541 | FUNCTION GENERATOR ANALYZER PXI | 378 | 473 | NA | NO | NO | 0.05 GHZ
NATIONAL INSTRUMENTS | PXI-6542 | FUNCTION GENERATOR ANALYZER PXI | 378 | 473 | NA | NO | NO | 0.05 GHZ
NATIONAL INSTRUMENTS | PXI-6551 | FUNCTION GENERATOR ANALYZER PXI | 378 | 473 | NA | NO | NO | 0.05 GHZ
NATIONAL INSTRUMENTS | PXI-6552 | FUNCTION GENERATOR ANALYZER PXI | 378 | 473 | NA | NO | NO | 0.20 GHZ
NATIONAL INSTRUMENTS | PXI-6602 | FREQ COUNTER DIGITIZER PXI | 378 | 473 | 510 | YES | NO
NATIONAL INSTRUMENTS | PXI-6704 | DC VOLTAGE SOURCE PXI | 378 | 473 | 510 | YES | NO
NATIONAL INSTRUMENTS | PXI-6733 | DC VOLTAGE SOURCE PXI | 378 | 473 | 510 | YES | NO
NATIONAL INSTRUMENTS | PXI-8331 | PC CONTROL | 0 | 0 | NA | NO | NO | No Cal Required
NATIONAL INSTRUMENTS | PXIE-4081 | DMM PXI | 420 | 525 | 567 | YES | NO | On-site Only, or Submit w/Chassis
NATIONAL INSTRUMENTS | PXIE-4082 | 6.5 DIGIT DMM | 294 | 368 | 397 | YES | NO | On-site Only, or Submit w/Chassis
NATIONAL INSTRUMENTS | PXIE-4113 | SMU MODULE PXI | 420 | 525 | 567 | YES | NO | On-site Only, or Submit w/Chassis
NATIONAL INSTRUMENTS | PXIE-4139 | SMU MODULE PXI | 420 | 525 | 567 | YES | NO | On-site Only, or Submit w/Chassis
NATIONAL INSTRUMENTS | PXIE-4143 | SMU MODULE PXI | 420 | 525 | 567 | YES | NO | On-site Only, or Submit w/Chassis
NATIONAL INSTRUMENTS | PXIE-4145 | SMU MODULE PXI | 420 | 525 | 567 | YES | NO | On-site Only, or Submit w/Chassis
NATIONAL INSTRUMENTS | PXIE-4163 | SMU MODULE PXI | 672 | 840 | 907 | YES | NO | On-site Only, or Submit w/Chassis
NATIONAL INSTRUMENTS | PXIE-4353 | TEMPERATURE INPUT MODULE PXI | 378 | 473 | 510 | YES | NO | On-site Only, or Submit w/Chassis
NATIONAL INSTRUMENTS | PXIE-4463 | SOUND AND VIBRATION MODULE PXI | 462 | 578 | NA | NO | NO | On-site Only, or Submit w/Chassis
NATIONAL INSTRUMENTS | PXIE-4464 | SOUND AND VIBRATION MODULE PXI | 462 | 578 | NA | NO | NO | On-site Only, or Submit w/Chassis
NATIONAL INSTRUMENTS | PXIE-4610 | AMPLIFIER MODULE PXI | 378 | 473 | NA | NO | NO | On-site Only, or Submit w/Chassis
NATIONAL INSTRUMENTS | PXIE-5122 | OSCILLOSCOPE DIGITIZER PXI | 420 | 525 | 567 | YES | NO | On-site Only, or Submit w/Chassis
NATIONAL INSTRUMENTS | PXIE-5441 | 100 MS/S AWG OSP | 378 | 473 | NA | NO | NO
NATIONAL INSTRUMENTS | PXIE-5450 | FUNCTION GENERATOR PXI | 378 | 473 | NA | NO | NO | On-site Only, or Submit w/Chassis
NATIONAL INSTRUMENTS | PXIE-5605 | RF DOWNCONVERTER PXI | 504 | 630 | NA | NO | NO | On-site Only, or Submit w/Chassis
NATIONAL INSTRUMENTS | PXIE-5611 | RF I/Q MODULATOR PXI | 504 | 630 | NA | NO | NO | On-site Only, or Submit w/Chassis
NATIONAL INSTRUMENTS | PXIE-5622 | OSCILLOSCOPE DIGITIZER PXI | 420 | 525 | 567 | YES | NO | On-site Only, or Submit w/Chassis
NATIONAL INSTRUMENTS | PXIE-5641R | IF TRANSCEIVER PXI | 462 | 578 | NA | NO | NO | On-site Only, or Submit w/Chassis
NATIONAL INSTRUMENTS | PXIE-5652 | RF SIGNAL GENERATOR PXI | 672 | 840 | NA | NO | NO | On-site Only, or Submit w/Chassis
NATIONAL INSTRUMENTS | PXIE-5653 | RF SYNTHESIZER PXI | 672 | 840 | NA | NO | NO | On-site Only, or Submit w/Chassis
NATIONAL INSTRUMENTS | PXIE-5654 | RF SIGNAL GENERATOR PXI | 672 | 840 | NA | NO | NO | On-site Only, or Submit w/Chassis
NATIONAL INSTRUMENTS | PXIE-5665 | VECTOR SIGNAL ANALYZER | 0 | 0 | NA | NO | NO | On-Site,Cal Cards:PXIe-5605,5622,5653
NATIONAL INSTRUMENTS | PXIE-5673 | SEE PXIE-5673E | 0 | 0 | NA | NO | NO | On-Site,Cal Cards:PXIe-5450.5611,5652
NATIONAL INSTRUMENTS | PXIE-5673E | VECTOR SIGNAL GENERATOR | 0 | 0 | NA | NO | NO | On-Site,Cal Cards:PXIe-5450.5611,5652
NATIONAL INSTRUMENTS | PXIE-5696 | RF AMPLITUDE EXTENDER PXI | 336 | 420 | NA | NO | NO | On-site Only, or Submit w/Chassis
NATIONAL INSTRUMENTS | PXIE-5840 | VECTOR SIGNAL TRANSCEIVER | 672 | 840 | NA | NO | NO | On-site Only, or Submit w/Chassis
NATIONAL INSTRUMENTS | PXIE-5841 | VECTOR SIGNAL TRANSCEIVER | 672 | 840 | NA | NO | NO
NATIONAL INSTRUMENTS | PXIE-6341 | MULTI-FUNCTION IO PXI | 378 | 473 | 510 | YES | NO | On-siteOnly/Fixture Required
NATIONAL INSTRUMENTS | PXIE-6363 | MULTI-FUNCTION IO PXI | 378 | 473 | 510 | YES | NO | On-site Only, or Submit w/Chassis
NATIONAL INSTRUMENTS | PXIE-6367 | MULTI-FUNCTION IO PXI | 378 | 473 | 510 | YES | NO | On-site Only, or Submit w/Chassis
NATIONAL INSTRUMENTS | PXIE-6537 | DIGITAL IO MODULE PXI | 378 | 473 | 510 | YES | NO | On-site Only, or Submit w/Chassis
NATIONAL INSTRUMENTS | PXIE-6547 | WAVEFORM GENERATOR ANALYZER PXI | 378 | 473 | NA | NO | NO | On-site Only, or Submit w/Chassis
NATIONAL INSTRUMENTS | PXIE-6555 | FUNCTION GENERATORANALYZER PXI | 378 | 473 | NA | NO | NO | On-site Only, or Submit w/Chassis
NATIONAL INSTRUMENTS | PXIE-6556 | FUNCTION GENERATORANALYZER PXI | 378 | 473 | NA | NO | NO | On-site Only, or Submit w/Chassis
NATIONAL INSTRUMENTS | PXIE-6739 | DC VOLTAGE SOURCE PXI | 378 | 473 | 510 | YES | NO | On-site Only, or Submit w/Chassis
NATIONAL INSTRUMENTS | PXIE-7820R | IO MODULE PXI | 0 | 0 | NA | NO | NO | No Cal Required
NATIONAL INSTRUMENTS | PXIE-7822R | IO MODULE PXI | 0 | 0 | NA | NO | NO | No Cal Required
NATIONAL INSTRUMENTS | RMX-4003 | DC ELECTRONIC LOAD | 210 | 263 | 284 | YES | NO | Current Accredited up to 20 Amps
NATIONAL INSTRUMENTS | RMX-4004 | DC ELECTRONIC LOAD | 210 | 263 | 284 | YES | NO | Current Accredited up to 20 Amps
NATIONAL INSTRUMENTS | RMX-4006 | DC ELECTRONIC LOAD | 210 | 263 | 284 | YES | NO | Current Accredited up to 20 Amps
NATIONAL INSTRUMENTS | RMX-4101-60-3.5-LAN | PROGRAMMABLE DC POWER SUPPLY | 185 | 231 | 250 | YES | NO
NATIONAL INSTRUMENTS | RMX-4123 | DC POWER SUPPLY | 185 | 231 | 250 | YES | NO
NATIONAL INSTRUMENTS | USB-4065 | DMM USB | 294 | 368 | 397 | YES | NO
NATIONAL INSTRUMENTS | USB-5680-01 | RF POWER METER USB | 378 | 473 | NA | NO | NO
NATIONAL INSTRUMENTS | USB-5681 | RF POWER METER USB | 378 | 473 | NA | NO | NO
NATIONAL INSTRUMENTS | USB-5684 | RF POWER SENSOR | 378 | 473 | NA | NO | NO
NATIONAL INSTRUMENTS | USB-6008 | DAQ CARD | 294 | 368 | 397 | YES | NO
NATIONAL INSTRUMENTS | USB-6210 | MULTIFUNCTION I/O BOARD | 294 | 368 | 397 | YES | NO
NATIONAL INSTRUMENTS | USB-6211 | DATA ACQUISITION BOARD USB | 294 | 368 | 397 | YES | NO
NATIONAL INSTRUMENTS | USB-6251 | DATA ACQUISITION MODULE USB | 294 | 368 | 397 | YES | NO
NATIONAL INSTRUMENTS | USB-TC01 | TC TEMP METER | 168 | 210 | 227 | YES | NO
NATIONAL INSTRUMENTS | VB-8012 | VIRTUAL BENCH | 563 | 704 | 760 | YES | NO
NCI | 8200 | SCALE | 124 | 155 | NA | NO | NO | 2 LB
NCK | UNKNOWN | CALIPER I.D. | 69 | 86 | 93 | YES | NO
NEAL | 1/4-20 UNC-2A | THREAD RING GAUGE GO | 69 | 86 | NA | NO | NO
NEAL | 3/8-24 UNF-2A | THREAD RING GAUGE GO | 69 | 86 | NA | NO | NO
NEAL | 3/8-24 UNF-2B | THREAD PLUG GAUGE GO NOGO | 69 | 86 | NA | NO | NO
NEAL | 5-40 UNC-2A | THREAD RING GAUGE NOGO | 69 | 86 | NA | NO | NO
NEAL | 7/16-20 UNF-2B | THREAD PLUG GAUGE GO NOGO | 69 | 86 | NA | NO | NO
NEIKO | 0-300MM | MICROMETER | 69 | 86 | 93 | YES | NO | 12 INCH
NEIKO | 12" | CALIPER | 69 | 86 | 93 | YES | NO | 12 INCH
NEIKO | 20713A | DIGITAL TACHOMETER | 168 | 210 | 227 | YES | NO | MU RPM using Time Mk on 5520A
NEIKO | 50-250 LBS/FT | TORQUE WRENCH | 69 | 86 | 93 | YES | NO | Check Range. Accredited ONLY Up to 250 FtLbs
NEIKO | 6” | CALIPER | 69 | 86 | 93 | YES | NO | 6 INCH
NESLAB | EX210 | TEMP CALIBRATOR BATH | 378 | 473 | NA | NO | NO
NETATMO | NWS01OUT | DATALOGGER | 294 | 368 | 397 | YES | NO
NETATMO | NWS02 | DATALOGGER | 294 | 368 | 397 | YES | NO
NETATMO | NWS02OUT | DATALOGGER | 294 | 368 | 397 | YES | NO
NETECH | 200-200cmH2O | MANOMETER DIGITAL | 138 | 173 | NA | NO | NO | 200 PSI
NETECH | 220-02cmH2O/PSI | MANOMETER DIGITAL | 207 | 259 | NA | NO | NO | -0.6 to 2 PSI
NETECH | 220-02PSI | MANOMETER DIGITAL | 207 | 259 | NA | NO | NO | -0.6 to 2 PSI
NETECH | 220-100PSI-05 | MANOMETER DIGITAL | 207 | 259 | NA | NO | NO | -14 to 100 PSI
NETECH | 220-100PSI-UL | MANOMETER DIGITAL | 207 | 259 | NA | NO | NO | -14 to 100 PSI
NETECH | 220-10cmH2O/PSI | MANOMETER DIGITAL | 207 | 259 | NA | NO | NO | -3 to 10 PSI
NETECH | 220-10PSI | MANOMETER DIGITAL | 207 | 259 | NA | NO | NO | -3 to 10 PSI
NETECH | 220-150PSI-KPA | MANOMETER DIGITAL | 207 | 259 | NA | NO | NO | -10 to 150 PSI
NETECH | 220-200PSI-UL | MANOMETER DIGITAL | 207 | 259 | NA | NO | NO | -14 to 200 PSI
NETECH | 220-25cmH2O/PSI | MANOMETER DIGITAL | 207 | 259 | NA | NO | NO | -8 to 25 PSI
NETECH | 220-25PSI | MANOMETER DIGITAL | 207 | 259 | NA | NO | NO | -8 to 25 PSI
NETECH | 220-50cmH2O/PSI | MANOMETER DIGITAL | 207 | 259 | NA | NO | NO | -10 to 50 PSI
NETECH | 220-50PSI | MANOMETER DIGITAL | 207 | 259 | NA | NO | NO | -14 to 50 PSI
NETECH | 220-50PSI-05 | MANOMETER DIGITAL | 207 | 259 | NA | NO | NO | -14 to 50 PSI
NETECH | 220-50PSI-UL | MANOMETER DIGITAL | 207 | 259 | NA | NO | NO | -14 to 50 PSI
NETECH | 220-95cmH2O/PSI | MANOMETER DIGITAL | 207 | 259 | NA | NO | NO | -10 to 95 PSI
NETECH | 220-95PSI | MANOMETER DIGITAL | 207 | 259 | NA | NO | NO | -14 to 95 PSI
NEURODYNE-DEMPSEY | 431F | AC SAFETY ANALYZER | 294 | 368 | 397 | YES | NO
NEURODYNE-DEMPSEY | 431F MOD-1 | AC SAFETY ANALYZER | 294 | 368 | 397 | YES | NO
NEWAGE INDUSTRIES | ME-2RDB | HARDNESS TESTER | 117 | 146 | NA | NO | NO
NEWBORN | 0-350 PSI | PRESSURE GAUGE | 69 | 86 | NA | NO | NO | 350 PSI
NEWBRAND | NB-8160-06 | CRIMP DIES | 69 | 86 | NA | NO | NO
NEWPORT | 82 | TEMP METER THERMOCOUPLE ALARM UNIT | 168 | 210 | 227 | YES | NO
NEWPORT | 269 | DIGITAL THERMOMETER | 168 | 210 | 227 | YES | NO
NEWPORT | 205-KC2 | DIGITAL THERMOMETER | 168 | 210 | 227 | YES | NO
NEWPORT | CT485B | HUMIDITY TEMP CHART RECORDER | 242 | 303 | NA | NO | NO
NEWPORT | HHM290 | DMM TEMP METER | 252 | 315 | 340 | YES | NO | Accred DMM, IR Not Accredited
NEWPORT | HHM290/N | RMS SUPERMETER | 252 | 315 | 340 | YES | NO | Accred DMM, IR Not Accredited
NEWPORT | HHM290N | DMM TEMP METER | 252 | 315 | 340 | YES | NO | Accred DMM, IR Not Accredited
NEWPORT | IDT-00 | THERMOCOUPLE PANEL METER | 168 | 210 | 227 | YES | NO
NEWPORT CORP | 840-C | FIBER OPTIC POWER METER | 210 | 263 | NA | NO | NO
NEWPORT ELECTRONICS | ITHX-2/N | HUMIDITY TEMP PROBE | 242 | 303 | NA | NO | NO | Same as OMEGA
NEWPORT ELECTRONICS | Q2000S25 | STRAIN GAUGE METER | 207 | 259 | NA | NO | NO
NEWPORT ELECTRONICS | Q2001T | TEMP CONTROLLER | 126 | 158 | 170 | YES | NO
NEWPORT SCIENTIFIC | 201AN-AC6 | PANEL METER | 126 | 158 | 170 | YES | NO | METER ONLY
NEWTONS4TH | PPA2510 | AC POWER ANALYZER | 294 | 368 | 397 | YES | NO
NF CORPORATION | ZM2371 | LCR METER 100 kHz | 336 | 420 | NA | NO | NO
NF CORPORATION | ZM2372 | LCR METER 100 kHz | 336 | 420 | NA | NO | NO
NF CORPORATION | ZM2376 | LCR METER 5.5 MHz | 336 | 420 | NA | NO | NO
NH RESEARCH | 4212 | DC LOAD MODULE, 120V | 210 | 263 | 284 | YES | NO | Current Accredited up to 20 Amps
NH RESEARCH | 6060 | 60V, 16A, DC SOURCE MODULE | 168 | 210 | 227 | YES | NO
NH RESEARCH | S400 | DC ELECTRONIC LOAD SYSTEM | 420 | 525 | NA | NO | NO | On-Site Only
NH RESEARCH | S430 | BRICK TESTER | 168 | NA | NA | NO | NO | Mainframe Only. Modules Separately Priced.
NICHIRYO | NPX-1000 | PIPETTE | 0 | 0 | NA | NO | NO | Price by Number of Channels See VARIOUS
NIKON | 20 | MICROSCOPE MEASURING | 276 | 345 | NA | NO | NO
NIKON | M | MICROSCOPE MEASURING | 276 | 345 | NA | NO | NO
NIKON | ME-501A | INDICATOR DIGITAL | 69 | 86 | NA | NO | NO
NIKON | ME-50HA | HEIGHT GAUGE DIGIMICRO | 124 | 155 | NA | NO | NO | 12 INCH
NIKON | MEASURESCOPE | MICROSCOPE | 276 | 345 | NA | NO | NO
NIKON | MF-1001 | HEIGHT GAUGE DIGIMICRO | 124 | 155 | NA | NO | NO | 4 INCH
NIKON | MM 40/60 | MICROSCOPE MEASURING Z-AXIS EXTENDER | 276 | 345 | NA | NO | NO
NIKON | MM11 | MICROSCOPE MEASURING | 276 | 345 | NA | NO | NO
NIKON | MM-11 | MICROSCOPE TOOLMAKERS | 276 | 345 | NA | NO | NO
NIKON | MU-1001C | MICROMETER | 69 | 86 | 93 | YES | NO
NIKON | OPT-M | MICROSCOPE | 276 | 345 | NA | NO | NO
NIKON | QC-4000 | MICROSCOPE MEASURING DISPLAY | 276 | 345 | NA | NO | NO
NIKON | SMZ-1B | MICROSCOPE W/LIGHT BOX | 276 | 345 | NA | NO | NO
NIKON | SMZ645 | MICROSCOPE | 276 | 345 | NA | NO | NO
NIKON | V-12 | OPTICAL COMPARATOR | 276 | 345 | NA | NO | NO
NIKON | V-12B | OPTICAL COMPARATOR | 276 | 345 | NA | NO | NO
NILSSON | 400 | SOIL RESISTANCE METER | 210 | 263 | 284 | YES | NO
NKS | 10 TO 100 PSI | PRESSURE GAUGE | 69 | 86 | NA | NO | NO | 100 PSI
NKS | 100PSI | PRESSURE GAUGE DIAL | 69 | 86 | NA | NO | NO
NOISECOM | NC346A | NOISE SOURCE | 168 | 210 | NA | NO | NO | Basic Gain Cal. For Full Cal Send to OEM
NOISEKEN | 06-00014A | C UNIT | 210 | 263 | NA | NO | NO
NOISEKEN | 06-00032A | C UNIT | 210 | 263 | NA | NO | NO
NOISEKEN | 06-00057A | CR CURRENT | 210 | 263 | NA | NO | NO
NOISEKEN | ESS-2002EX | ELECTROSTATIC DISCHARGE SIMULATOR | 336 | 420 | NA | NO | NO
NOISEKEN | ESS-S3011 | ELECTROSTATIC DISCHARGE SIMULATOR | 336 | 420 | NA | NO | NO
NOISEKEN | GT-30R | DISCHARGE GUN | 336 | 420 | NA | NO | NO
NOISEKEN | TC-815R | ESD DISCHARGE GUN | 336 | 420 | NA | NO | NO
NOMAD | OM-73 | TEMPERATURE & HUMIDITY RECORDER | 242 | 303 | NA | NO | NO
NORBAR | 200THP | TORQUE WRENCH | 69 | 86 | 93 | YES | NO | Check Range. Accredited ONLY Up to 250 FtLbs
NORBAR | 5R | TORQUE WRENCH | 69 | 86 | 93 | YES | NO | Check Range. Accredited ONLY Up to 250 FtLbs
NORBAR TORQUE TOOLS | 45 LBF/FT | TORQUE WRENCH | 69 | 86 | 93 | YES | NO | Check Range. Accredited ONLY Up to 250 FtLbs
NORGREN | 0-160 PSI | PRESSURE GAUGE | 69 | 86 | NA | NO | NO | 160 PSI
NORGREN | 100 PSI | PRESSURE GAUGE | 69 | 86 | NA | NO | NO | 100 PSI
NORGREN | 15 PSI | PRESSURE GAUGE | 69 | 86 | NA | NO | NO | 15 PSI
NORGREN | 160 PSI | PRESSURE GAUGE | 69 | 86 | NA | NO | NO | 160 PSI
NORSONIC | 1251 | SOUND LEVEL CALIBRATOR | 168 | 210 | NA | NO | NO | Some Models May have TUR<4:1
NORSONIC | TYPE 118 | SOUND LEVEL METER | 168 | 210 | NA | NO | NO
NORTH AMERICAN TOOL CORP | #4-40 UNC-2B | THREAD PLUG GAUGE GO NOGO | 69 | 86 | NA | NO | NO
NORTH AMERICAN TOOL CORP | 1 1/8-8 UN-2B | THREAD PLUG GAUGE GO NOGO | 69 | 86 | NA | NO | NO
NORTH AMERICAN TOOL CORP | 1 5/16-12 UNS-3B | THREAD PLUG GAUGE GO NOGO | 69 | 86 | NA | NO | NO
NORTH AMERICAN TOOL CORP | 1/2-13 UNC-2B STI | THREAD PLUG GAUGE GO NOGO | 69 | 86 | NA | NO | NO
NORTH AMERICAN TOOL CORP | 1/4-18 NPT L-1 | THREAD PLUG GAUGE | 69 | 86 | NA | NO | NO
NORTH AMERICAN TOOL CORP | 1/4-20 UNC-2B STI | THREAD PLUG GAUGE GO NOGO | 69 | 86 | NA | NO | NO
NORTH AMERICAN TOOL CORP | 1/4-28 UNF-2B | THREAD PLUG GAUGE GO NOGO | 69 | 86 | NA | NO | NO
NORTH AMERICAN TOOL CORP | 10-24 UNC-2A | THREAD RING GAUGE GO | 69 | 86 | NA | NO | NO
NORTH AMERICAN TOOL CORP | 10-32 UNF-2B | THREAD PLUG GAUGE GO NOGO | 69 | 86 | NA | NO | NO
NORTH AMERICAN TOOL CORP | 1-1/4-12 NF-2 | THREAD PLUG GAUGE | 69 | 86 | NA | NO | NO
NORTH AMERICAN TOOL CORP | 12-24 UNC-2A | THREAD RING GAUGE GO NOGO | 69 | 86 | NA | NO | NO
NORTH AMERICAN TOOL CORP | 12-24 UNC-2B | THREAD PLUG GAUGE GO NOGO | 69 | 86 | NA | NO | NO
NORTH AMERICAN TOOL CORP | 12-28 UNF-2B | THREAD PLUG GAUGE GO NOGO | 69 | 86 | NA | NO | NO
NORTH AMERICAN TOOL CORP | 12-32 UNEF-2B | THREAD PLUG GAUGE GO NOGO | 69 | 86 | NA | NO | NO
NORTH AMERICAN TOOL CORP | 12-36 UNS-2A | THREAD RING GAUGE GO NOGO | 69 | 86 | NA | NO | NO
NORTH AMERICAN TOOL CORP | 12-36 UNS-2B | THREAD PLUG GAUGE GO NOGO | 69 | 86 | NA | NO | NO
NORTH AMERICAN TOOL CORP | 2-56 UNC-2B STI | THREAD PLUG GAUGE GO NOGO | 69 | 86 | NA | NO | NO
NORTH AMERICAN TOOL CORP | 3/4-16 UNF-2B | THREAD PLUG GAUGE GO NOGO | 69 | 86 | NA | NO | NO
NORTH AMERICAN TOOL CORP | 3/8-16 UNC-2A | THREAD RING GAUGE GO NOGO | 69 | 86 | NA | NO | NO
NORTH AMERICAN TOOL CORP | 3/8-16 UNC-2B | THREAD PLUG GAUGE GO NOGO | 69 | 86 | NA | NO | NO
NORTH AMERICAN TOOL CORP | 4-40 UNC-3B | THREAD PLUG GAUGE GO NOGO | 69 | 86 | NA | NO | NO
NORTH AMERICAN TOOL CORP | 4-40 UNC-3B STI | THREAD PLUG GAUGE GO NOGO | 69 | 86 | NA | NO | NO
NORTH AMERICAN TOOL CORP | 5/16-18 UNC-3B | THREAD PLUG GAUGE GO NOGO | 69 | 86 | NA | NO | NO
NORTH AMERICAN TOOL CORP | 5/16-24 UNF-2B | THREAD PLUG GAUGE GO NOGO | 69 | 86 | NA | NO | NO
NORTH AMERICAN TOOL CORP | 5/16-24 UNF-2B LH | THREAD PLUG GAUGE GO NOGO | 69 | 86 | NA | NO | NO
NORTH AMERICAN TOOL CORP | 5/8-18 UNF-2A | THREAD RING GAUGE GO NOGO | 69 | 86 | NA | NO | NO
NORTH AMERICAN TOOL CORP | 5-40 UNC-2B | THREAD PLUG GAUGE GO NOGO | 69 | 86 | NA | NO | NO
NORTH AMERICAN TOOL CORP | 6-32 UNC-2B | THREAD PLUG GAUGE GO NOGO | 69 | 86 | NA | NO | NO
NORTH AMERICAN TOOL CORP | 7/16-20 UNF-2A | THREAD RING GAUGE GO | 69 | 86 | NA | NO | NO
NORTH AMERICAN TOOL CORP | 8-36 UNF-2B | THREAD PLUG GAUGE GO NOGO | 69 | 86 | NA | NO | NO
NORTH AMERICAN TOOL CORP | 9/16-20 UN-2B | THREAD PLUG GAUGE GO NOGO | 69 | 86 | NA | NO | NO
NORTH AMERICAN TOOL CORP | M12x1.25-6H | THREAD PLUG GAUGE GO NOGO | 69 | 86 | NA | NO | NO
NORTH AMERICAN TOOL CORP | M16x2.0-6G | THREAD RING GAUGE NOGO | 69 | 86 | NA | NO | NO
NORTH AMERICAN TOOL CORP | M2.2x0.45-6H | THREAD PLUG GAUGE GO NOGO | 69 | 86 | NA | NO | NO
NORTH AMERICAN TOOL CORP | M30x2.0-6G | THREAD RING GAUGE NOGO | 69 | 86 | NA | NO | NO
NORTH AMERICAN TOOL CORP | M30x2.0-6H | THREAD PLUG GAUGE GO NOGO | 69 | 86 | NA | NO | NO
NORTH AMERICAN TOOL CORP | M4x0.7-6g | THREAD RING GAUGE GO NOGO | 69 | 86 | NA | NO | NO
NORTH AMERICAN TOOL CORP | M5x0.5-6H | THREAD PLUG GAUGE GO NOGO | 69 | 86 | NA | NO | NO
NORTH AMERICAN TOOL CORP | M6X1.0-6H | THREAD PLUG GAUGE GO NOGO | 69 | 86 | NA | NO | NO
NORTH AMERICAN TOOL CORP | M8x1.0-6H | THREAD PLUG GAUGE GO NOGO | 69 | 86 | NA | NO | NO
NORTH AMERICAN TOOL CORP | M8x1.25-6H | THREAD PLUG GAUGE GO NOGO | 69 | 86 | NA | NO | NO
NORTH ATLANTIC | B5410C-31 | VXI PHASE ANGLE VOLTMETER | 0 | 0 | NA | NO | NO | Can't Do - No one can. No OEM Support
NORTH HILLS | DBT100A | 1553 NETWORK TESTER | 294 | 368 | NA | NO | NO
NORTHERN | 16810 | HUMIDITY TEMP METER | 242 | 303 | NA | NO | NO
NORTHERN INDUSTRIAL | ITEM19395 | PLATFORM SCALE | 207 | 259 | NA | NO | NO
NOSHOK | 0-100 IN H2O | VACUUM GAUGE | 69 | 86 | NA | NO | NO
NOSHOK | 0-160 PSI | PRESSURE GAUGE | 69 | 86 | NA | NO | NO | 160 PSI
NOSHOK | 0-30 | PRESSURE GAUGE | 69 | 86 | NA | NO | NO | 30 PSI
NOSHOK | 0-30 IN H2O | VACUUM GAUGE | 69 | 86 | NA | NO | NO
NOSHOK | 0-30 IN HG | VACUUM GAUGE | 69 | 86 | NA | NO | NO
NOSHOK | -100 INH2O | VACUUM GAGE | 69 | 86 | NA | NO | NO
NOSHOK | 1000 PSI | PRESSURE GAUGE | 69 | 86 | NA | NO | NO | 1000 PSI
NOSHOK | 15 PSI | PRESSURE GAUGE | 69 | 86 | NA | NO | NO | 15 PSI
NOSHOK | 15-110-15 | PRESSURE GAUGE | 69 | 86 | NA | NO | NO | 15 PSI
NOSHOK | 160 PSI | PRESSURE GAUGE | 69 | 86 | NA | NO | NO | 160 PSI
NOSHOK | 2000 PSI | PRESSURE GAUGE | 69 | 86 | NA | NO | NO | 2000 PSI
NOSHOK | 25-200-100 IN H20-VAC | VACUUM GAUGE | 69 | 86 | NA | NO | NO
NOSHOK | 3 PSI | PRESSURE GAUGE | 69 | 86 | NA | NO | NO | 3 PSI
NOSHOK | 30 PSI | PRESSURE GAUGE | 69 | 86 | NA | NO | NO | 30 PSI
NOSHOK | 30"Hg / 30 PSI | PRESSURE VACUUM GAUGE | 69 | 86 | NA | NO | NO
NOSHOK | 3000 PSI | PRESSURE GAUGE | 69 | 86 | NA | NO | NO | 3000 PSI
NOSHOK | 4106K2 | VACUUM GAUGE | 69 | 86 | NA | NO | NO
NOSHOK | 5000 PSI | PRESSURE GAUGE | 69 | 86 | NA | NO | NO | 5000 PSI
NOSHOK | 60 PSI | PRESSURE GAUGE | 69 | 86 | NA | NO | NO | 60 PSI
NOVATEC | MPC-100 | TEMP CONTROLLER DRYER | 126 | 158 | 170 | YES | NO
NOVATEC | PEE-WEE | TEMP CONTROLLER DRYER | 126 | 158 | 170 | YES | NO
NOVATECH | 2950AR | FREQUENCY STANDARD RUBIDIUM | 504 | 630 | NA | NO | NO
NOVX | 5000-BP | ELECTROMETER | 546 | 683 | NA | NO | NO
NOYES | OLS1-1B ST | FIBER OPTIC LASER SOURCE | 210 | 263 | NA | NO | NO
NOYES | OLS1-1C | FIBER OPTIC LASER SOURCE | 210 | 263 | NA | NO | NO
NOYES | OLS2 | LASER SOURCE | 210 | 263 | NA | NO | NO
NOYES | OLS4 | OPTICAL LIGHT SOURCE | 210 | 263 | NA | NO | NO
NOYES | OLS7-FTTH | FIBER OPTIC LASER SOURCE | 210 | 263 | NA | NO | NO
NOYES | OPM1-2C | OPTICAL POWER METER | 210 | 263 | NA | NO | NO
NOYES | OPM4 | OPTICAL POWER METER | 210 | 263 | NA | NO | NO
NOYES | OPM4-1C | FIBER OPTIC POWER METER | 210 | 263 | NA | NO | NO
NOYES | OPM4-2D | OPTICAL POWER METER | 210 | 263 | NA | NO | NO
NOYES | OPM4-4B | OPTICAL POWER METER | 210 | 263 | NA | NO | NO
NOYES | OPM4-4C | OPTICAL POWER METER | 210 | 263 | NA | NO | NO
NOYES | OPM4-4D | OPTICAL POWER METER | 210 | 263 | NA | NO | NO
NOYES | OPM5 | OPTICAL POWER METER | 210 | 263 | NA | NO | NO
NOYES | OPM5-4C | OPTICAL POWER METER | 210 | 263 | NA | NO | NO
NOYES | OPM5-4D | OPTICAL POWER METER | 210 | 263 | NA | NO | NO
NOYES | VOA5 | VARIABLE OPTICAL ATTENUATOR | 336 | 420 | NA | NO | NO
NOYES AFL TELECOMMUNICATIONS | OPM1-2C | OPTICAL POWER METER | 210 | 263 | NA | NO | NO
NRD | 520A | ESD FIELD METER | 168 | 210 | NA | NO | NO
NSK | 0-1" | MICROMETER | 69 | 86 | 93 | YES | NO | 1 INCH
NSK | 0-1” | MICROMETER | 69 | 86 | 93 | YES | NO | 1 INCH
NSK | 0-6" | MICROMETER DEPTH SET | 138 | 173 | 186 | YES | NO | 6 Rods
NSK | 0-8" | CALIPER | 69 | 86 | 93 | YES | NO | 8 INCH
NSK | 1-2" | MICROMETER | 69 | 86 | 93 | YES | NO | 2 INCH
NSK | 2-3" | MICROMETER | 69 | 86 | 93 | YES | NO | 3 INCH
NSK | 308-601 | MICROMETER | 69 | 86 | 93 | YES | NO | 1 INCH
NSK | 3-4" | MICROMETER | 69 | 86 | 93 | YES | NO | 4 INCH
NSK | 5-6" | MICROMETER | 69 | 86 | 93 | YES | NO | 6 INCH
NSK | 6-7" | MICROMETER | 69 | 86 | 93 | YES | NO | 7 INCH
NUAIRE | NU-5810 | Direct Heat CO2 Incubator | 378 | 473 | 510 | YES | NO | Accredited Up to +400oC
NULINE | 0.2" | RING GAUGE | 69 | 86 | NA | NO | NO
NULINE | 0.2-1.2" | MICROMETER I.D. | 69 | 86 | NA | NO | NO
NULINE | 0-1" | MICROMETER BLADE | 69 | 86 | 93 | YES | NO | 1 INCH
NULINE | TR100 | SURFACE ROUGHNESS TESTER | 276 | 345 | NA | NO | NO
O.G.M.E. | 242A | PRESSURE CHART RECORDER | 173 | 216 | NA | NO | NO
OAKTON | 510 | PH CONDUCTIVITY METER | 138 | 173 | NA | NO | NO
OAKTON | 35427-00 | TEMP METER THERMOCOUPLE | 168 | 210 | 227 | YES | NO
OAKTON | CON600 | CONDUCTIVITY METER | 138 | 173 | NA | NO | NO
OAKTON | CON610 | CONDUCTIVITY METER | 138 | 173 | NA | NO | NO
OAKTON | PCD650 | CONDUCTIVITY METER | 138 | 173 | NA | NO | NO
OBISHI KEIKI | 524A | LEVEL | 207 | 259 | NA | NO | NO
OBISHI KEIKI | 524C | LEVEL | 69 | 86 | NA | NO | NO
OBISHI KEIKI | 524D | LEVEL | 69 | 86 | NA | NO | NO
OCI | 35 In/H2O | PRESSURE GAUGE | 69 | 86 | NA | NO | NO
ODM | RP450 | OPTICAL POWER METER | 210 | 263 | NA | NO | NO
ODM | RP450-02 | OPTICAL POWER METER | 210 | 263 | NA | NO | NO
ODM | TTK 650 | FIBER OPTIC TEST KIT | 420 | 525 | NA | NO | NO | Includes Source and Meter etc.
ODYSSEY | TE-DC-SUPPLY SENSOR | CURRENT SHUNT | 168 | 210 | NA | NO | NO
OEM | 25025 | FEELER GAUGE SET | 117 | 146 | NA | NO | NO
OFS | OFS-LS-1 | FIBER OPTIC LASER SOURCE | 210 | 263 | NA | NO | NO
OFS | PM-1 | FIBER OPTIC POWER METER | 210 | 263 | NA | NO | NO
OGDEN | ETR | TEMP CONTROLLER | 126 | 158 | 170 | YES | NO
OGP | FOCUS | OPTICAL COMPARATOR | 276 | 345 | NA | NO | NO
OGP | OQ-14B | OPTICAL COMPARATOR | 276 | 345 | NA | NO | NO
OGP | OQ-30 | OPTICAL COMPARATOR | 276 | 345 | NA | NO | NO
OGP | OQ30S | OPTICAL COMPARATOR | 276 | 345 | NA | NO | NO
OGP | QL-20 | OPTICAL COMPARATOR | 276 | 345 | NA | NO | NO
OGP | QL-30 | OPTICAL COMPARATOR | 276 | 345 | NA | NO | NO
OGP | TOP BENCH | OPTICAL COMPARATOR | 276 | 345 | NA | NO | NO
OHAUS | 700 | SCALE BALANCE TRIPLE BEAM | 124 | 155 | NA | NO | NO | 2610 g
OHAUS | 100g | WEIGHT | 83 | 104 | NA | NO | NO
OHAUS | 1g | WEIGHT | 83 | 104 | NA | NO | NO
OHAUS | 1kg | WEIGHT | 83 | 104 | NA | NO | NO
OHAUS | 2000g SCOUT PRO | SCALE ANALYTICAL BALANCE | 124 | 155 | NA | NO | NO | 2000 g
OHAUS | 200g | WEIGHT | 83 | 104 | NA | NO | NO
OHAUS | 2610G | SCALE | 124 | 155 | NA | NO | NO | 2610 g
OHAUS | 500g | WEIGHT | 83 | 104 | NA | NO | NO
OHAUS | 50g | WEIGHT | 83 | 104 | NA | NO | NO
OHAUS | 700/800 | SCALE BALANCE TRIPLE BEAM | 124 | 155 | NA | NO | NO | 2610 g
OHAUS | 707-00 | WEIGHT SET -3 PC | 207 | 259 | NA | NO | NO
OHAUS | AS120 | SCALE | 124 | 155 | NA | NO | NO | 3100 g
OHAUS | AV212 | SCALE ANALYTICAL BALANCE | 207 | 259 | 279 | YES | NO | 210 g
OHAUS | AV213 | SCALE | 207 | 259 | NA | NO | NO | 210 g
OHAUS | AV412 | SCALE ANALYTICAL BALANCE | 207 | 259 | NA | NO | NO | 410 g
OHAUS | AV8101 | SCALE ANALYTICAL BALANCE | 124 | 155 | NA | NO | NO | 8100 g
OHAUS | AX224/E | ANALYTICAL BALANCE | 207 | 259 | NA | NO | NO | 220 g
OHAUS | C305S | SCALE | 207 | 259 | 279 | YES | NO | 300 g
OHAUS | CD-11 | DIGITAL SCALE | 207 | 259 | NA | NO | NO
OHAUS | CD11/CQ100L11 | SCALE LARGE | 207 | 259 | NA | NO | NO | 250 LB - In Lab Only
OHAUS | CD11-2E0/CQ100L11 | SCALE LARGE | 207 | 259 | NA | NO | NO | 250 LB - In Lab Only
OHAUS | CL5000 | SCALE ANALYTICAL BALANCE | 124 | 155 | NA | NO | NO | 5000 g
OHAUS | CQ50L11 | SCALE | 124 | 155 | NA | NO | NO | 100 LB
OHAUS | CS200 | SCALE ANALYTICAL BALANCE | 207 | 259 | 279 | YES | NO | 200 g
OHAUS | CS5000 | SCALE ANALYTICAL BALANCE | 124 | 155 | NA | NO | NO | 5000 g
OHAUS | CS5000P | SCALE ANALYTICAL BALANCE | 124 | 155 | NA | NO | NO | 5000 g
OHAUS | CT1200 | SCALE ANALYTICAL BALANCE | 207 | 259 | NA | NO | NO | 1200 g
OHAUS | CT200 | SCALE | 207 | 259 | 279 | YES | NO | 200 g
OHAUS | CT6000 | SCALE ANALYTICAL BALANCE | 124 | 155 | NA | NO | NO | 6000 g
OHAUS | D-10 | SCALE | 124 | 155 | NA | NO | NO | 100 LB
OHAUS | DIAL-O-GRAM (310_ | SCALE ANALYTICAL BALANCE | 207 | 259 | 279 | YES | NO | 310 g
OHAUS | DV215C | BALANCE | 207 | 259 | NA | NO | NO
OHAUS | DV215CD | SCALE ANALYTICAL BALANCE | 207 | 259 | 279 | YES | NO | 210 g
OHAUS | EC3 | SCALE ANALYTICAL BALANCE | 124 | 155 | NA | NO | NO | 6 LB
OHAUS | EC6 | SCALE ANALYTICAL BALANCE | 124 | 155 | NA | NO | NO | 15 LB
OHAUS | ES50L | SCALE | 207 | 259 | NA | NO | NO | 110 LB - In Lab Only
OHAUS | EX10201 | SCALE | 124 | 155 | NA | NO | NO | 10200 g
OHAUS | EX10202 | SCALE | 124 | 155 | NA | NO | NO | 10200 g
OHAUS | EX1103 | SCALE | 207 | 259 | NA | NO | NO | 1100 g
OHAUS | EX124 | SCALE | 207 | 259 | 279 | YES | NO | 120 g
OHAUS | EX2202 | SCALE | 124 | 155 | NA | NO | NO | 2200 g
OHAUS | EX223 | SCALE | 207 | 259 | 279 | YES | NO | 220 g
OHAUS | EX224 | SCALE | 207 | 259 | 279 | YES | NO | 220 g
OHAUS | EX324 | SCALE | 207 | 259 | 279 | YES | NO | 320 g
OHAUS | EX4202 | SCALE | 124 | 155 | NA | NO | NO | 4200 g
OHAUS | EX423 | SCALE | 207 | 259 | NA | NO | NO | 420 g
OHAUS | EX6201 | SCALE | 124 | 155 | NA | NO | NO | 6200 g
OHAUS | EX6202 | SCALE | 124 | 155 | NA | NO | NO | 6200 g
OHAUS | EX623 | SCALE | 207 | 259 | NA | NO | NO | 620 g
OHAUS | NV212 | NAVIGATOR GRAM SCALE | 207 | 259 | NA | NO | NO
OHAUS | PA124C | SCALE | 207 | 259 | NA | NO | NO
OHAUS | PS 121 | SCALE | 207 | 259 | 279 | YES | NO | 320 g
OHAUS | R31P3 | SCALE- 3000 GRAMS | 124 | 155 | NA | NO | NO
OHAUS | R71MD15 | SCALE | 124 | 155 | NA | NO | NO | 30 LB
OHAUS | R71MD3 | SCALE | 124 | 155 | NA | NO | NO | 6 LB
OHAUS | R71MD35 | SCALE | 124 | 155 | NA | NO | NO | 70 LB
OHAUS | R71MD6 | SCALE | 124 | 155 | NA | NO | NO | 15 LB
OHAUS | R71MD60 | SCALE | 207 | 259 | NA | NO | NO | 60 KG - In Lab Only
OHAUS | R71MHD15 | SCALE | 124 | 155 | NA | NO | NO | 30 LB
OHAUS | R71MHD3 | SCALE | 124 | 155 | NA | NO | NO | 6 LB
OHAUS | R71MHD35 | SCALE | 124 | 155 | NA | NO | NO | 70 LB
OHAUS | R71MHD6 | SCALE | 124 | 155 | NA | NO | NO | 15 LB
OHAUS | RC31P1502 | RANGE COUNT 3000 | 124 | 155 | NA | NO | NO
OHAUS | SC2020 | SCALE | 207 | 259 | 279 | YES | NO | 200 g
OHAUS | SCD010 | SCALE ANALYTICAL BALANCE | 124 | 155 | NA | NO | NO | 4000 g
OHAUS | SCOUT PRO SP2001 | SCALE | 124 | 155 | NA | NO | NO
OHAUS | SCOUT PRO SP6001 | SCALE 0-6000G | 124 | 155 | NA | NO | NO
OHAUS | SCOUT PRO SP601 | SCALE | 207 | 259 | NA | NO | NO | 600 G
OHAUS | SP2001 | SCALE ANALYTICAL BALANCE | 124 | 155 | NA | NO | NO | 2000 g
OHAUS | SP202 | SCALE ANALYTICAL BALANCE | 207 | 259 | 279 | YES | NO | 200 g
OHAUS | SP6001 | BALANCE (6000 GRAMS) | 124 | 155 | NA | NO | NO
OHAUS | SRA210 | SCALE | 207 | 259 | NA | NO | NO | 1200 G
OHAUS | SX3020 | SCALE ANALYTICAL BALANCE | 207 | 259 | 279 | YES | NO | 300 g
OHAUS | TS200S | BALANCE | 207 | 259 | NA | NO | NO
OHAUS | TS400D | SCALE ANALYTICAL BALANCE | 207 | 259 | NA | NO | NO | 400 g
OHAUS | V51PH15 | SCALE | 124 | 155 | NA | NO | NO
OHM LABS | CS-20 | PRECISION CURRENT SHUNT | 210 | 263 | NA | NO | NO
OHM METRICS | EFM115 | ESD FIELD METER | 168 | 210 | NA | NO | NO
OHM METRICS | PDT800 | ESD DIGITAL GROUNDING TEST STATION | 84 | 105 | NA | NO | NO
OHM-STAT | CT-8900 | DUAL FOOT TESTER | 84 | 105 | NA | NO | NO
OHM-STAT | RT-1000 | ENVIROMENT & MEGOHMMETER | 168 | 210 | NA | NO | NO
OKI | APR-5000-XLS | TEMP CONTROLLER SOLDER REWORK STATION | 126 | 158 | 170 | YES | NO
OLDHAM | AIRAWARE | OXYGEN MONITOR | 168 | 210 | NA | NO | NO
OLYMPIC INSTRUMENTS | 1410 | CABLE LENGTH METER ELECTRICAL | 168 | 210 | NA | NO | NO
OLYMPUS | 99A53307267000 | ULTRASONIC STEP BLOCK 8 STEP | 166 | 208 | NA | NO | NO
OLYMPUS | PANAMETRICS-NDT MG2-XT | THICKNESS GAUGE ULTRASONIC | 173 | 216 | NA | NO | NO
OLYMPUS | PMG3 | MICROSCOPE INVERTED METALLURGICAL | 276 | 345 | NA | NO | NO
OLYMPUS | STM-UM | MICROSCOPE MEASURING XYZ | 276 | 345 | NA | NO | NO
OLYMPUS | SZ | MICROSCOPE STEREO | 276 | 345 | NA | NO | NO
OLYMPUS | SZ III | MICROSCOPE STEREO | 276 | 345 | NA | NO | NO
OMCAN | 31934 | HEATED PROOFER | 252 | 315 | 340 | YES | NO
OMEGA | 450 | THERMOMETER | 168 | 210 | 227 | YES | NO
OMEGA | 869 | THERMOMETER | 168 | 210 | 227 | YES | NO
OMEGA | 0S36 | TEMP PROBE THERMOCOUPLE | 126 | 158 | 170 | YES | NO
OMEGA | 115JC | TEMP METER THERMOCOUPLE | 168 | 210 | 227 | YES | NO
OMEGA | 115KF | TEMP METER THERMOCOUPLE | 168 | 210 | 227 | YES | NO
OMEGA | 160 PSI | PRESSURE GAUGE FUEL | 69 | 86 | NA | NO | NO | 160 PSI
OMEGA | 2168A | TEMP METER THERMOCOUPLE MULTI-CHANNEL | 252 | 315 | 340 | YES | NO
OMEGA | 2170A | TEMP METER THERMOCOUPLE | 168 | 210 | 227 | YES | NO
OMEGA | 2176A | TEMP METER THERMOCOUPLE MULTI-CHANNEL | 252 | 315 | 340 | YES | NO
OMEGA | 30 In/Hg | VACUUM GAUGE | 69 | 86 | NA | NO | NO
OMEGA | 412B-T | TEMP METER | 168 | 210 | 227 | YES | NO
OMEGA | 450-AKT | TEMP METER THERMOCOUPLE | 168 | 210 | 227 | YES | NO
OMEGA | 450ATH | TEMP METER THERMISTOR | 168 | 210 | 227 | YES | NO
OMEGA | 5TC-GG-K-24-36 | TYPE K THERMOCOUPLE WIRE | 126 | 158 | 170 | YES | NO
OMEGA | 5TC-GG-K-24-72 | GLASS INSULATED T/C | 126 | 158 | 170 | YES | NO
OMEGA | 5TC-PVC-T-24-180 | TEMP PROBE THERMOCOUPLE | 126 | 158 | 170 | YES | NO
OMEGA | 600 PSI | PRESSURE GAUGE | 69 | 86 | NA | NO | NO | 600 PSI
OMEGA | 650-K | TEMP METER THERMOCOUPLE | 168 | 210 | 227 | YES | NO
OMEGA | 866C | DIGITAL THERMOMETER | 252 | 315 | 340 | YES | NO
OMEGA | 871A | THERMOMETER | 168 | 210 | 227 | YES | NO
OMEGA | 872A | TEMP METER THERMOCOUPLE | 168 | 210 | 227 | YES | NO
OMEGA | 88xxxK Series | TEMP PROBE THERMOCOUPLE | 126 | 158 | 170 | YES | NO
OMEGA | 8A110 | PROCESS CALIBRATOR THERMOCOUPLE | 210 | 263 | 284 | YES | NO
OMEGA | CASS18G24PFA | TEMP PROBE THERMOCOUPLE | 126 | 158 | 170 | YES | NO
OMEGA | CL23 | PROCESS CALIBRATOR THERMOCOUPLE | 210 | 263 | 284 | YES | NO
OMEGA | CL23A | PROCESS CALIBRATOR THERMOCOUPLE | 210 | 263 | 284 | YES | NO
OMEGA | CL25 | PROCESS CALIBRATOR THERMOCOUPLE | 210 | 263 | 284 | YES | NO
OMEGA | CL26 | TEMP METER THERMOCOUPLE | 168 | 210 | 227 | YES | NO
OMEGA | CL27 | PROCESS CALIBRATOR TEMPERATURE | 210 | 263 | 284 | YES | NO
OMEGA | CL-300 | PROCESS CALIBRATOR THERMOCOUPLE | 210 | 263 | 284 | YES | NO
OMEGA | CL3001 | PROCESS CALIBRATOR MULTI FUNCTION | 588 | 735 | 794 | YES | NO
OMEGA | CL304 | PROCESS CALIBRATOR DC CURRENT | 210 | 263 | 284 | YES | NO
OMEGA | CL-307A | PROCESS CALIBRATOR THERMOCOUPLE | 210 | 263 | 284 | YES | NO
OMEGA | CL309 | PROCESS CALIBRATOR DC CURRENT | 210 | 263 | 284 | YES | NO
OMEGA | CL309A | PROCESS CALIBRATOR DC CURRENT | 210 | 263 | 284 | YES | NO
OMEGA | CL3512A | PROCESS CALIBRATOR THERMOCOUPLE | 210 | 263 | 284 | YES | NO
OMEGA | CL3515R | PROCESS CALIBRATOR THERMOCOUPLE | 210 | 263 | 284 | YES | NO
OMEGA | CL-477 | THERMOCOUPLE CALIBRATOR / INDICATOR | 210 | 263 | 284 | YES | NO
OMEGA | CL511 | PROCESS CALIBRATOR MULTI FUNCTION | 336 | 420 | 454 | YES | NO
OMEGA | CL540Z | PROCESS CALIBRATOR THERMOCOUPLE | 210 | 263 | 284 | YES | NO
OMEGA | CL542 PLUS | PROCESS CALIBRATOR THERMOCOUPLE | 210 | 263 | 284 | YES | NO
OMEGA | CL543B | RTD & THERMOCOUPLE CALIBRATOR | 210 | 263 | 284 | YES | NO
OMEGA | CL8300 | DC VOLTAGE STANDARD | 336 | 420 | 454 | YES | NO
OMEGA | CL945A | T/C CALIBRATOR | 210 | 263 | 284 | YES | NO
OMEGA | CN3000 | TEMP CONTROLLER | 126 | 158 | 170 | YES | NO
OMEGA | CN3910AKC | TEMP METER THERMOCOUPLE | 168 | 210 | 227 | YES | NO
OMEGA | CN76000 | TEMP CONTROLLER | 126 | 158 | 170 | YES | NO
OMEGA | CN9000 | TEMP CONTROLLER | 126 | 158 | 170 | YES | NO
OMEGA | CNI3222-C24 | TEMP CONTROLLER | 126 | 158 | 170 | YES | NO
OMEGA | CNITH-I3233-5-DC | TEMPERATURE & HUMIDITY CONTROLLER | 242 | 303 | NA | NO | NO
OMEGA | CT428 | HUMIDITY TEMP CHART RECORDER | 242 | 303 | NA | NO | NO
OMEGA | CT485B | HUMIDITY TEMP CHART RECORDER | 242 | 303 | NA | NO | NO
OMEGA | CT485RS-110V-W-AL | HUMIDITY TEMP CHART RECORDER | 242 | 303 | NA | NO | NO
OMEGA | CTH100-32D-F | HUMIDITY TEMP CHART RECORDER | 242 | 303 | NA | NO | NO
OMEGA | D1412 | TEMP TRANSMITTER RTD | 336 | 420 | 454 | YES | NO
OMEGA | DFG51-50 | FORCE GAUGE DIGITAL | 138 | 173 | NA | NO | NO
OMEGA | DP116 | TEMP METER | 168 | 210 | 227 | YES | NO
OMEGA | DP116-EC2-DSS | TEMP METER THERMOCOUPLE | 168 | 210 | 227 | YES | NO
OMEGA | DP116-KC1 | TEMP METER THERMOCOUPLE | 168 | 210 | 227 | YES | NO
OMEGA | DP116-MC2 | DIGITAL TEMPERATURE READOUT | 126 | 158 | 170 | YES | NO
OMEGA | DP119-FC1 w 7Prbs | TEMP METER W 7 PROBES SYSTEM | 756 | 945 | 1021 | YES | NO
OMEGA | DP119-KF1 | TEMPERATURE PANEL METER | 168 | 210 | 227 | YES | NO
OMEGA | DP18-C24 | DIGITAL THERMOMETER | 168 | 210 | 227 | YES | NO
OMEGA | DP20 | TEMP METER THERMOCOUPLE | 168 | 210 | 227 | YES | NO
OMEGA | DP25B-E | TEMP METER THERMOCOUPLE | 168 | 210 | 227 | YES | NO
OMEGA | DP25-S | STRAIN GAUGE METER | 207 | 259 | NA | NO | NO
OMEGA | DP41 | PROCESS METER | 126 | 158 | 170 | YES | NO | METER ONLY
OMEGA | DP41-E | PRESSURE GAUGE BAROMETER | 69 | 86 | NA | NO | NO
OMEGA | DP41-S | PANEL METER | 126 | 158 | 170 | YES | NO | METER ONLY
OMEGA | DP41-S-S4 | STRAIN GAUGE INDICATOR | 207 | 259 | NA | NO | NO
OMEGA | DP41-TC | TEMP METER THERMOCOUPLE | 168 | 210 | 227 | YES | NO
OMEGA | DP41-TC-52 | TEMP METER THERMOCOUPLE | 168 | 210 | 227 | YES | NO
OMEGA | DP45 | TEMP METER THERMOCOUPLE | 168 | 210 | 227 | YES | NO
OMEGA | DP460 | TEMP CONTROLLER | 126 | 158 | 170 | YES | NO
OMEGA | DP462-T | DIGITAL PANEL THERMOMETER | 126 | 158 | 170 | YES | NO
OMEGA | DP80 | TEMP METER THERMOCOUPLE | 168 | 210 | 227 | YES | NO
OMEGA | DP9800-TC | TEMPERATURE MONITOR | 294 | 368 | 397 | YES | NO
OMEGA | DPG-120 | PRESSURE INDICATOR DIGITAL | 69 | 86 | NA | NO | NO
OMEGA | DPG2000L | VACUUM GAUGE | 69 | 86 | NA | NO | NO
OMEGA | DPG4000 | DIGITAL TEST GAUGE, 1 PSI | 69 | 86 | NA | NO | NO
OMEGA | DPG4000-1 | PRESSURE GAUGE DIGITAL | 69 | 86 | NA | NO | NO | 1 PSI
OMEGA | DPG4000-100 | PRESSURE GAUGE DIGITAL | 69 | 86 | NA | NO | NO | 100 PSI
OMEGA | DPG4000-1000 | PRESSURE GAUGE DIGITAL | 69 | 86 | NA | NO | NO | 1000 PSI
OMEGA | DPG4000-10000 | PRESSURE GAUGE DIGITAL | 69 | 86 | NA | NO | NO | 10000 PSI
OMEGA | DPG4000-15 | PRESSURE GAUGE DIGITAL | 69 | 86 | NA | NO | NO | 15 PSI
OMEGA | DPG4000-2000 | PRESSURE GAUGE DIGITAL | 69 | 86 | NA | NO | NO | 2000 PSI
OMEGA | DPG4000-30 | PRESSURE GAUGE DIGITAL | 69 | 86 | NA | NO | NO | 30 PSI
OMEGA | DPG4000-300 | PRESSURE GAUGE DIGITAL | 69 | 86 | NA | NO | NO | 300 PSI
OMEGA | DPG4000-3000 | PRESSURE GAUGE DIGITAL | 69 | 86 | NA | NO | NO | 3000 PSI
OMEGA | DPG4000-500 | PRESSURE GAUGE DIGITAL | 69 | 86 | NA | NO | NO | 500 PSI
OMEGA | DPG4000-5000 | PRESSURE GAUGE DIGITAL | 69 | 86 | NA | NO | NO | 5000 PSI
OMEGA | FMA1002R-V1-S | AIR FLOW METER | 207 | 259 | NA | NO | NO
OMEGA | HH11 | TEMP METER THERMOCOUPLE | 168 | 210 | 227 | YES | NO
OMEGA | HH11A | TEMP METER THERMOCOUPLE | 168 | 210 | 227 | YES | NO
OMEGA | HH11B | TEMP METER THERMOCOUPLE | 168 | 210 | 227 | YES | NO
OMEGA | HH11C | DIGITAL THERMOMETER | 168 | 210 | 227 | YES | NO
OMEGA | HH12 | TEMP METER THERMOCOUPLE | 168 | 210 | 227 | YES | NO
OMEGA | HH12B | THERMOCOUPLE THERMOMETER | 168 | 210 | 227 | YES | NO
OMEGA | HH1384 | 4 CH THERMOMETER | 294 | 368 | 397 | YES | NO
OMEGA | HH1474 | PROCESS CALIBRATOR THERMOCOUPLE | 210 | 263 | 284 | YES | NO
OMEGA | HH147U | DATALOGGER TEMP THERMOCOUPLE | 294 | 368 | 397 | YES | NO
OMEGA | HH200 | TEMP METER THERMOCOUPLE | 168 | 210 | 227 | YES | NO
OMEGA | HH2002AL | TEMP METER THERMOCOUPLE | 168 | 210 | 227 | YES | NO
OMEGA | HH21 | TEMP METER THERMOCOUPLE | 168 | 210 | 227 | YES | NO
OMEGA | HH21A | TEMP METER THERMOCOUPLE | 168 | 210 | 227 | YES | NO
OMEGA | HH22 | TEMP METER THERMOCOUPLE | 168 | 210 | 227 | YES | NO
OMEGA | HH22A | TEMP METER THERMOCOUPLE | 168 | 210 | 227 | YES | NO
OMEGA | HH23 | TEMP METER THERMOCOUPLE | 168 | 210 | 227 | YES | NO
OMEGA | HH-25KC | TEMP METER THERMOCOUPLE | 168 | 210 | 227 | YES | NO
OMEGA | HH-25KF | TEMP PROBE THERMOCOUPLE | 126 | 158 | 170 | YES | NO
OMEGA | HH-25TF | TEMP METER THERMOCOUPLE | 168 | 210 | 227 | YES | NO
OMEGA | HH-26K | TEMP METER THERMOCOUPLE | 168 | 210 | 227 | YES | NO
OMEGA | HH309 | DATALOGGER TEMP THERMOCOUPLE | 294 | 368 | 397 | YES | NO
OMEGA | HH309A | DATALOGGER TEMP THERMOCOUPLE | 294 | 368 | 397 | YES | NO
OMEGA | HH31 | AIR FLOW METER | 207 | 259 | NA | NO | NO
OMEGA | HH311 | HUMIDITY TEMP METER | 242 | 303 | NA | NO | NO
OMEGA | HH374 | DATALOGGER | 294 | 368 | 397 | YES | NO
OMEGA | HH41 | TEMP METER THERMOCOUPLE | 168 | 210 | 227 | YES | NO
OMEGA | HH41 W/ON-403-PP | DIGITAL THERMOMETER W PROBE | 0 | 0 | NA | NO | NO | Price Separately
OMEGA | HH42 | DIGITAL THERMOMETER | 168 | 210 | 227 | YES | NO
OMEGA | HH500 | TEMPERATURE RECORDER | 168 | 210 | 227 | YES | NO
OMEGA | HH501 AJK | TEMP METER THERMOCOUPLE | 168 | 210 | 227 | YES | NO
OMEGA | HH501DK | TYPE K THERMOMETER | 168 | 210 | 227 | YES | NO
OMEGA | HH502 | TEMP METER THERMOCOUPLE | 168 | 210 | 227 | YES | NO
OMEGA | HH503 | TEMP METER THERMOCOUPLE | 168 | 210 | 227 | YES | NO
OMEGA | HH506 | TEMP METER THERMOCOUPLE | 168 | 210 | 227 | YES | NO
OMEGA | HH506RA | TEMP METER THERMOCOUPLE | 168 | 210 | 227 | YES | NO
OMEGA | HH509R | TEMP METER THERMOCOUPLE | 168 | 210 | 227 | YES | NO
OMEGA | HH-52 | TEMP METER THERMOCOUPLE | 168 | 210 | 227 | YES | NO
OMEGA | HH64 | TEMP METER THERMOCOUPLE | 168 | 210 | 227 | YES | NO
OMEGA | HH71 | TEMP METER THERMOCOUPLE | 168 | 210 | 227 | YES | NO
OMEGA | HH801B | TEMP METER THERMOCOUPLE | 168 | 210 | 227 | YES | NO
OMEGA | HH804 | DIGITAL THERMOMETER | 168 | 210 | 227 | YES | NO
OMEGA | HH806AW | TEMP METER THERMOCOUPLE | 168 | 210 | 227 | YES | NO
OMEGA | HH81 | TEMP METER THERMOCOUPLE | 168 | 210 | 227 | YES | NO
OMEGA | HH82A | TEMP METER THERMOCOUPLE | 168 | 210 | 227 | YES | NO
OMEGA | HH911T | THERMOCOUPLE THERMOMETER | 168 | 210 | 227 | YES | NO
OMEGA | HH-99A-J | TEMP METER THERMOCOUPLE | 168 | 210 | 227 | YES | NO
OMEGA | HHF1000 | AIR VELOCITY AND TEMP GAUGE | 207 | 259 | NA | NO | NO
OMEGA | HHF11 | AIR FLOW METER | 276 | 345 | NA | NO | NO
OMEGA | HHF140A-RP | 1 INCH AIR PROBE | 207 | 259 | NA | NO | NO
OMEGA | HHF141 | AIR FLOW METER | 207 | 259 | NA | NO | NO
OMEGA | HHF142 | AIR FLOW METER | 207 | 259 | NA | NO | NO
OMEGA | HHF144 | RH/TEMPERATURE/ANEMOMETER METER | 242 | 303 | NA | NO | NO
OMEGA | HHF144A | 1 INCH AIR PROBE | 242 | 303 | NA | NO | NO
OMEGA | HHF144-HP | TEMPERATURE & HUMIDITY PROBE | 242 | 303 | NA | NO | NO
OMEGA | HHF42 | AIR FLOW METER | 207 | 259 | NA | NO | NO
OMEGA | HHF81 | AIR FLOW METER COMBINATION | 276 | 345 | NA | NO | NO
OMEGA | HHM290 | DMM HANDHELD WITH IR | 336 | 420 | 454 | YES | NO | Cannot Accredit IR Thermometer Function
OMEGA | HHM31 | DMM HANDHELD | 126 | 158 | 170 | YES | NO
OMEGA | HHM57A | CLAMP PROBE CURRENT | 126 | 158 | 170 | YES | NO
OMEGA | HHM59 | CLAMP METER | 126 | 158 | 170 | YES | NO
OMEGA | HHP 5100 | PRESSURE CALIBRATOR | 138 | 173 | NA | NO | NO
OMEGA | HHP-103 | MANOMETER DIGITAL | 207 | 259 | NA | NO | NO | 2 & 10 INH2O
OMEGA | HHP-2020 | MANOMETER DIGITAL | 138 | 173 | NA | NO | NO | 0.36 PSI
OMEGA | HHT13 | LASER TACHOMETER | 168 | 210 | 227 | YES | NO | MU RPM using Time Mk on 5520A
OMEGA | HTTC36-K-316G-6 | TEMP PROBE THERMOCOUPLE | 126 | 158 | 170 | YES | NO
OMEGA | ICSS-18U-18 | TEMP PROBE THERMOCOUPLE | 126 | 158 | 170 | YES | NO
OMEGA | IDRN-RTD | Signal Conditioner W/ RTD | 336 | 420 | 454 | YES | NO
OMEGA | JQSS-18U-18 | TEMP PROBE THERMOCOUPLE | 126 | 158 | 170 | YES | NO
OMEGA | K | TEMP PROBE THERMOCOUPLE | 126 | 158 | 170 | YES | NO
OMEGA | K TYPE | TYPE K THERMOCOUPLE WIRE | 126 | 158 | 170 | YES | NO
OMEGA | KHSS-316G-RSC-12 | K-TYPE THERMOCOUPLE PROBE | 126 | 158 | 170 | YES | NO
OMEGA | LC101-100 | LOAD CELL S BEAM | 207 | 259 | NA | NO | NO | 100 LB
OMEGA | LC101-10K | LOAD CELL S BEAM | 483 | 604 | NA | NO | NO | 10000 LB
OMEGA | LC101-1K | LOAD CELL S BEAM | 345 | 431 | NA | NO | NO | 1000 LB
OMEGA | LC101-200 | LOAD CELL S BEAM | 207 | 259 | NA | NO | NO | 200 LB
OMEGA | LC101-20K | LOAD CELL S BEAM | 483 | 604 | NA | NO | NO | 20000 LB
OMEGA | LC101-25 | LOAD CELL S BEAM | 207 | 259 | NA | NO | NO | 25 LB
OMEGA | LC101-250 | LOAD CELL S BEAM | 207 | 259 | NA | NO | NO | 250 LB
OMEGA | LC101-25K | LOAD CELL S BEAM | 0 | 0 | NA | NO | NO | 25000 LB - Vendor Only
OMEGA | LC101-2K | LOAD CELL S BEAM | 345 | 431 | NA | NO | NO | 2000 LB
OMEGA | LC101-30K | LOAD CELL S BEAM | 0 | 0 | NA | NO | NO | 30000 LB - Vendor Only
OMEGA | LC101-3K | LOAD CELL S BEAM | 345 | 431 | NA | NO | NO | 3000 LB
OMEGA | LC101-40K | LOAD CELL S BEAM | 0 | 0 | NA | NO | NO | 40000 LB - Vendor Only
OMEGA | LC101-50 | LOAD CELL S BEAM | 207 | 259 | NA | NO | NO | 50 LB
OMEGA | LC101-500 | LOAD CELL S BEAM | 207 | 259 | NA | NO | NO | 500 LB
OMEGA | LC101-5K | LOAD CELL S BEAM | 345 | 431 | NA | NO | NO | 5000 LB
OMEGA | LC401-1.5K | LOAD CELL LOW PROFILE | 345 | 431 | NA | NO | NO | 1500 LB
OMEGA | LC401-100 | LOAD CELL LOW PROFILE | 207 | 259 | NA | NO | NO | 100 LB
OMEGA | LC401-100K | LOAD CELL LOW PROFILE | 0 | 0 | NA | NO | NO | 100000 LB - Vendor Only
OMEGA | LC401-10K | LOAD CELL LOW PROFILE | 483 | 604 | NA | NO | NO | 10000 LB
OMEGA | LC401-15K | LOAD CELL LOW PROFILE | 483 | 604 | NA | NO | NO | 15000 LB
OMEGA | LC401-1K | LOAD CELL LOW PROFILE | 345 | 431 | NA | NO | NO | 1000 LB
OMEGA | LC401-200K | LOAD CELL LOW PROFILE | 0 | 0 | NA | NO | NO | 200000 LB - Vendor Only
OMEGA | LC401-20K | LOAD CELL LOW PROFILE | 483 | 604 | NA | NO | NO | 20000 LB
OMEGA | LC401-250 | LOAD CELL LOW PROFILE | 207 | 259 | NA | NO | NO | 250 LB
OMEGA | LC401-25K | LOAD CELL LOW PROFILE | 0 | 0 | NA | NO | NO | 25000 LB - Vendor Only
OMEGA | LC401-2K | LOAD CELL LOW PROFILE | 345 | 431 | NA | NO | NO | 2000 LB
OMEGA | LC401-300K | LOAD CELL LOW PROFILE | 0 | 0 | NA | NO | NO | 300000 LB - Vendor Only
OMEGA | LC401-3K | LOAD CELL LOW PROFILE | 345 | 431 | NA | NO | NO | 3000 LB
OMEGA | LC401-400K | LOAD CELL LOW PROFILE | 0 | 0 | NA | NO | NO | 400000 LB - Vendor Only
OMEGA | LC401-50 | LOAD CELL LOW PROFILE | 207 | 259 | NA | NO | NO | 50 LB
OMEGA | LC401-500 | LOAD CELL LOW PROFILE | 207 | 259 | NA | NO | NO | 500 LB
OMEGA | LC401-50K | LOAD CELL LOW PROFILE | 0 | 0 | NA | NO | NO | 50000 LB - Vendor Only
OMEGA | LC401-5K | LOAD CELL LOW PROFILE | 345 | 431 | NA | NO | NO | 5000 LB
OMEGA | LC401-75K | LOAD CELL LOW PROFILE | 0 | 0 | NA | NO | NO | 75000 LB - Vendor Only
OMEGA | LCCA-100 | LOAD CELL S BEAM | 207 | 259 | NA | NO | NO | 100 LB
OMEGA | LCCA-10K | LOAD CELL S BEAM | 483 | 604 | NA | NO | NO | 10000 LB
OMEGA | LCCA-150 | LOAD CELL S BEAM | 207 | 259 | NA | NO | NO | 150 LB
OMEGA | LCCA-15K | LOAD CELL S BEAM | 483 | 604 | NA | NO | NO | 15000 LB
OMEGA | LCCA-1K | LOAD CELL S BEAM | 345 | 431 | NA | NO | NO | 1000 LB
OMEGA | LCCA-200 | LOAD CELL S BEAM | 207 | 259 | NA | NO | NO | 200 LB
OMEGA | LCCA-20K | LOAD CELL S BEAM | 483 | 604 | NA | NO | NO | 20000 LB
OMEGA | LCCA-25 | LOAD CELL S BEAM | 207 | 259 | NA | NO | NO | 25 LB
OMEGA | LCCA-250 | LOAD CELL S BEAM | 207 | 259 | NA | NO | NO | 250 LB
OMEGA | LCCA-2K | LOAD CELL S BEAM | 345 | 431 | NA | NO | NO | 2000 LB
OMEGA | LCCA-3K | LOAD CELL S BEAM | 345 | 431 | NA | NO | NO | 3000 LB
OMEGA | LCCA-50 | LOAD CELL S BEAM | 207 | 259 | NA | NO | NO | 50 LB
OMEGA | LCCA-500 | LOAD CELL S BEAM | 207 | 259 | NA | NO | NO | 500 LB
OMEGA | LCCA-5K | LOAD CELL S BEAM | 345 | 431 | NA | NO | NO | 5000 LB
OMEGA | LCCA-750 | LOAD CELL S BEAM | 345 | 431 | NA | NO | NO | 750 LB
OMEGA | LCM101-1.5K | LOAD CELL S BEAM METRIC | 345 | 431 | NA | NO | NO | 1500 KGF (3300 LB)
OMEGA | LCM101-10 | LOAD CELL S BEAM METRIC | 207 | 259 | NA | NO | NO | 10 KGF (22 LB)
OMEGA | LCM101-100 | LOAD CELL S BEAM METRIC | 207 | 259 | NA | NO | NO | 100 KGF (220 LB)
OMEGA | LCM101-10K | LOAD CELL S BEAM METRIC | 0 | 0 | NA | NO | NO | 10000 KGF (22000 LB) - Vendor Only
OMEGA | LCM101-1K | LOAD CELL S BEAM METRIC | 345 | 431 | NA | NO | NO | 1000 KGF (2200 LB)
OMEGA | LCM101-25 | LOAD CELL S BEAM METRIC | 207 | 259 | NA | NO | NO | 25 KGF (55 LB)
OMEGA | LCM101-250 | LOAD CELL S BEAM METRIC | 345 | 431 | NA | NO | NO | 250 KGF (550 LB)
OMEGA | LCM101-2K | LOAD CELL S BEAM METRIC | 345 | 431 | NA | NO | NO | 2000 KGF (4400 LB)
OMEGA | LCM101-50 | LOAD CELL S BEAM METRIC | 207 | 259 | NA | NO | NO | 50 KGF (110 LB)
OMEGA | LCM101-500 | LOAD CELL S BEAM METRIC | 345 | 431 | NA | NO | NO | 500 KGF (1100 LB)
OMEGA | LCM101-5K | LOAD CELL S BEAM METRIC | 483 | 604 | NA | NO | NO | 11000 LB
OMEGA | LCM401-1.5K | LOAD CELL LOW PROFILE METRIC | 345 | 431 | NA | NO | NO | 1500 KGF (3300 LB)
OMEGA | LCM401-100 | LOAD CELL LOW PROFILE METRIC | 207 | 259 | NA | NO | NO | 100 KGF (220 LB)
OMEGA | LCM401-150 | LOAD CELL LOW PROFILE METRIC | 207 | 259 | NA | NO | NO | 150 KGF (330 LB)
OMEGA | LCM401-1K | LOAD CELL LOW PROFILE METRIC | 345 | 431 | NA | NO | NO | 1000 KGF (2200 LB)
OMEGA | LCM401-2.5K | LOAD CELL LOW PROFILE METRIC | 345 | 431 | NA | NO | NO | 2500 KGF (5500 LB)
OMEGA | LCM401-25 | LOAD CELL LOW PROFILE METRIC | 207 | 259 | NA | NO | NO | 25 KGF (55 LB)
OMEGA | LCM401-250 | LOAD CELL LOW PROFILE METRIC | 345 | 431 | NA | NO | NO | 250 KGF (550 LB)
OMEGA | LCM401-50 | LOAD CELL LOW PROFILE METRIC | 207 | 259 | NA | NO | NO | 50 KGF (110 LB)
OMEGA | LCM401-500 | LOAD CELL LOW PROFILE METRIC | 345 | 431 | NA | NO | NO | 500 KGF (1100 LB)
OMEGA | LCM401-5K | LOAD CELL LOW PROFILE METRIC | 483 | 604 | NA | NO | NO | 11000 LB
OMEGA | LCM401-750 | LOAD CELL LOW PROFILE METRIC | 345 | 431 | NA | NO | NO | 750 KGF (1650 LB)
OMEGA | MDSI8 | TEMP METER THERMOCOUPLE | 168 | 210 | 227 | YES | NO
OMEGA | MDSS25-TC | TEMP METER THERMOCOUPLE | 168 | 210 | 227 | YES | NO
OMEGA | MDSS41 | TEMP METER 10CH | 168 | 210 | 227 | YES | NO
OMEGA | MDSS41-TC | TEMP METER THERMOCOUPLE | 168 | 210 | 227 | YES | NO
OMEGA | MDSSI8 | TEMP METER THERMOCOUPLE | 168 | 210 | 227 | YES | NO
OMEGA | MDSSi8TC | TEMP METER THERMOCOUPLE | 168 | 210 | 227 | YES | NO
OMEGA | OM500 | CHART RECORDER TEMP | 252 | 315 | 340 | YES | NO
OMEGA | OM501C | CHART RECORDER TEMP | 252 | 315 | 340 | YES | NO
OMEGA | OM-73 | DATA LOGGER | 242 | 303 | NA | NO | NO
OMEGA | OM-CP-OCTTEMP-A | DATALOGGER THERMOCOUPLE | 294 | 368 | 397 | YES | NO
OMEGA | OM-CP-PRHTEMP101A | PRESSURE, RH TEMPERATURE DATA LOGGER | 294 | 368 | 397 | YES | NO
OMEGA | OM-DAQPRO-5300 | DATA ACQUISITION UNIT | 294 | 368 | 397 | YES | NO
OMEGA | OM-DAQ-USB-2401 | DATALOGGER THERMOCOUPLE | 294 | 368 | 397 | YES | NO
OMEGA | OM-EL-USB-2-LCD-PLUS | DATALOGGER | 294 | 368 | 397 | YES | NO
OMEGA | OM-HL-SP-TH | TEMPERATURE AND HUMIDITY DATALOGGER | 242 | 303 | NA | NO | NO
OMEGA | ON-403-PP | TEMP PROBE THERMISTOR | 168 | 210 | 227 | YES | NO
OMEGA | ON-406-PP | LOW TEMP THERMISTOR AIR PROBE | 168 | 210 | 227 | YES | NO
OMEGA | OS425LS | INFRARED THERMOMETER | 168 | 210 | NA | NO | NO
OMEGA | OS425-LS | INFRARED THERMOMETER | 168 | 210 | NA | NO | NO
OMEGA | OS530L | IR THERMOMETER | 168 | 210 | NA | NO | NO
OMEGA | OS530LE | IR THERMOMETER | 168 | 210 | NA | NO | NO
OMEGA | OS542 | IR THERMOMETER | 168 | 210 | NA | NO | NO
OMEGA | OS561 | THERMOMETER | 168 | 210 | NA | NO | NO
OMEGA | OS600 | IR THERMOMETER | 168 | 210 | NA | NO | NO
OMEGA | OS91 | TEMPERATURE SCANNER | 168 | 210 | NA | NO | NO
OMEGA | PCL1200 | MULTIFUNCTION CALIBRATOR | 588 | 735 | 794 | YES | NO
OMEGA | PCL41-030 | PRESSURE TRANSDUCER 30 PSI | 69 | 86 | NA | NO | NO
OMEGA | RD250-200CD | CHART RECORDER TEMP | 252 | 315 | 340 | YES | NO
OMEGA | RD250-400CD | CHART RECORDER TEMP | 252 | 315 | 340 | YES | NO
OMEGA | RD3721 Series | CHART RECORDER | 252 | 315 | 340 | YES | NO
OMEGA | RD8312 | DATA AQUISITION SYSTEM | 294 | 368 | 397 | YES | NO
OMEGA | RD-MV112-3-2-1D | CHART RECORDER TEMP | 252 | 315 | 340 | YES | NO
OMEGA | RDXL12SD | CHART RECORDER TEMP | 252 | 315 | 340 | YES | NO
OMEGA | RDXL4SD | Data Logger, Thermocouple | 252 | 315 | 340 | YES | NO
OMEGA | RDXL6SD-USB | TEMPERATURE DATA LOGGER | 294 | 368 | 397 | YES | NO
OMEGA | RH31 | HUMIDITY TEMP METER | 242 | 303 | NA | NO | NO
OMEGA | RH411 | HUMIDITY TEMP METER | 242 | 303 | NA | NO | NO
OMEGA | RH83 | HUMIDITY TEMP METER | 242 | 303 | NA | NO | NO
OMEGA | RHXL5SD | HANDHELD TEMP/HUMIDITY METER | 242 | 303 | NA | NO | NO
OMEGA | SA1-K | TYPE K THERMOCOUPLE WIRE | 126 | 158 | 170 | YES | NO
OMEGA | SA1-K-ROHS | THERMOCOUPLE | 126 | 158 | 170 | YES | NO
OMEGA | SCASS-125G-8 | TYPE K THERMOCOUPLE | 126 | 158 | 170 | YES | NO
OMEGA | T-24-180 | TEMP PROBE THERMOCOUPLE | 126 | 158 | 170 | YES | NO
OMEGA | TC-08 | DATALOGGER TEMP THERMOCOUPLE | 294 | 368 | 397 | YES | NO
OMEGA | TEMP IND | TEMP METER THERMOCOUPLE | 168 | 210 | 227 | YES | NO
OMEGA | TT-T-20-72 | TEMP PROBE THERMOCOUPLE | 126 | 158 | 170 | YES | NO
OMEGA | TT-T-24-72 | TEMP PROBE THERMOCOUPLE | 126 | 158 | 170 | YES | NO
OMEGA | TYPE K | TEMP PROBE THERMOCOUPLE | 126 | 158 | 170 | YES | NO
OMEGA | TYPE T | TEMP PROBE THERMOCOUPLE | 126 | 158 | 170 | YES | NO
OMEGADYNE | PX41T0-5KGI-MSHA | PRESSURE TRANSDUCER | 186 | 233 | NA | NO | NO
OMRON | 262006 | PRESSURE GAUGE SPHYGMOMANOMETER | 97 | 121 | NA | NO | NO
OMRON | E5AJ | TEMP CONTROLLER | 126 | 158 | 170 | YES | NO
OMRON | E5CC-QX3A5M-000 | DIGITAL CONTROLLER | 126 | 158 | 170 | YES | NO
OMRON | E5CC-RW2AUM-000 | TEMP CONTROLLER | 126 | 158 | 170 | YES | NO
OMRON | E5CN | TEMP CONTROLLER | 126 | 158 | 170 | YES | NO
OMRON | E5CN-R2MT-500 | TEMP CONTROLLER | 126 | 158 | 170 | YES | NO
OMRON | E5CS | TEMP CONTROLLER | 126 | 158 | 170 | YES | NO
OMRON | E5CX | TEMP CONTROLLER | 126 | 158 | 170 | YES | NO
OMRON | E5ES | TEMP CONTROLLER | 126 | 158 | 170 | YES | NO
OMRON | E5GC-QX2A6M-015 | DIGITAL CONTROLLER | 126 | 158 | 170 | YES | NO
OMRON | H5CN | TIMER | 126 | 158 | NA | NO | NO
OMRON | H5CX | TIMER | 126 | 158 | NA | NO | NO
OMRON | H5CX-A-N | TIMER | 126 | 158 | NA | NO | NO
OMRON | VWR1620 | TEMP CONTROLLER | 126 | 158 | 170 | YES | NO
ONO SOKKI | EG-225 | INDICATOR DIGITAL | 69 | 86 | NA | NO | NO
ONO SOKKI | HT-4200 | DIGITAL TACHOMETER | 168 | 210 | 227 | YES | NO | MU RPM using Time Mk on 5520A
ONO SOKKI | HT-5500 | TACHOMETER, DIGITAL | 168 | 210 | 227 | YES | NO | MU RPM using Time Mk on 5520A
ONO SOKKI | LA-5570 | SOUND LEVEL METER | 168 | 210 | NA | NO | NO
ONO SOKKI | TM-3100 | DIGITAL TACHOMETER | 168 | 210 | 227 | YES | NO | MU RPM using Time Mk on 5520A
ONSET | HOBO | DATALOGGER TEMP | 294 | 368 | 397 | YES | NO
OPTIBELT | TT | TENSIOMETER | 252 | 315 | NA | NO | NO
OPTICAL DESIGN MANUFACTURING | RP450 | OPTICAL POWER METER | 210 | 263 | NA | NO | NO
OPTICAL FIBER IDENTIFIER | OFI-30 | OPTICAL FIBER IDENTIFIER | 168 | NA | NA | NO | NO
OPTICAL GAGING PRODUCTS, INC. | ZIP250 | MICROSCOPE VIDEO MEASURING SYSTEM | 276 | 345 | NA | NO | NO
OPTICAL WAVELENGTH LAB | WTUIFX+ | FIBER OPTIC POWER METER | 210 | 263 | NA | NO | NO
OPTIMA | OP-902 | DIGITAL WEIGHT INDICATOR WITH LOAD CELL | 207 | 259 | NA | NO | NO
OPTO TEST | OP710-12-IN1-R | FIBER OPTIC POWER METER | 210 | 263 | NA | NO | NO
OPTO TEST | OP715-A231 | LASER SOURCE | 210 | 263 | NA | NO | NO
OPTO TEST | OP930-SM-SW12-13_15 | FIBER OPTIC LASER SOURCE | 210 | 263 | NA | NO | NO
OSBORN | 2-56 UNC-2B | THREAD PLUG GAUGE GO NOGO | 69 | 86 | NA | NO | NO
OSENSA | FTX-301 Series | FIBER OPTIC TEMP SUPPLY | 168 | 210 | 227 | YES | NO
OSENSA | FTX-602 Series | FIBER OPTIC TEMP SUPPLY | 168 | 210 | 227 | YES | NO
OSENSA | FTX-602-PWR | TEMPERATURE TRANSMITTER | 168 | 210 | 227 | YES | NO
OSENSA | PRB Series | FIBER OPTIC TEMP PROBE | 168 | 210 | 227 | YES | NO
OSENSA | PRB-GB1-10M-ST-L | FIBER OPTIC TEMP PROBE | 168 | 210 | 227 | YES | NO
OSENSA | PRB-GB2-10M-ST-L | FIBER OPTIC TEMP PROBE | 168 | 210 | 227 | YES | NO
OSG | 4-40 UNC 2B | THREAD PLUG GAUGE GO NOGO | 69 | 86 | NA | NO | NO
OSG | 6-32 UNC 2B | THREAD PLUG GAUGE GO NOGO | 69 | 86 | NA | NO | NO
OSG | 6-32 UNC-2B | THREAD PLUG GAUGE GO NOGO | 69 | 86 | NA | NO | NO
OSG | M10X1.0-6H | THREAD PLUG GAUGE GO NOGO | 69 | 86 | NA | NO | NO
OV-PM | Various (All Models) | FIBER OPTIC POWER METER | 0 | 0 | NA | NO | NO | Use Manufacturer: FIS
OWATONNA | T-6B | TORQUE WRENCH | 69 | 86 | 93 | YES | NO | Check Range. Accredited ONLY Up to 250 FtLbs
OXFORD LABWARE | BENCHMATE | PIPETTE | 0 | 0 | NA | NO | NO | Price by Number of Channels See VARIOUS
OZ OPTICS LTD | FODL-2SC-635-1 | VISIBLE FAULT LOCATOR | 336 | 420 | NA | NO | NO
P.T. COMPANY | 1/4-20 UNC-2B | THREAD PLUG GAUGE GO NOGO | 69 | 86 | NA | NO | NO
P/P | 7/8-9 UNC-2A | THREAD PLUG GAUGE GO | 69 | 86 | NA | NO | NO
PACE | MBT350 | TEMP CONTROLLER SOLDER STATION | 126 | 158 | 170 | YES | NO
PACIFIC KILN & INSULATIONS CO, | PBF-60F/HT | OVEN HIGH TEMP FURNACE | 462 | 578 | NA | NO | NO | UP TO +2000F
PACIFIC POWER SOURCE INC | 305LMX-CE2 | PROGRAMMABLE AC POWER SUPPLY | 504 | 630 | NA | NO | NO
PACIFIC POWER SOURCE INC | 312-AMX | AC POWER SOURCE | 504 | 630 | NA | NO | NO
PACIFIC POWER SOURCE INC | 3150AFX Series | AC POWER SOURCE | 504 | 630 | 680 | YES | NO | Current Accredited up to 20 Amps
PACIFIC SCIENTIFIC | T5-2002-101-00 | TENSIOMETER | 242 | 303 | NA | NO | NO
PACIFIC SCIENTIFIC | T5-2002-104-00 | TENSIOMETER | 242 | 303 | NA | NO | NO
PACIFIC SCIENTIFIC | T5-8002-401-00 | FORCE GAUGE CABLE TENSIOMETER | 242 | 303 | NA | NO | NO
PACIFIC SMART SOURCE | 118-ACX | AC POWER SOURCE | 294 | 368 | 397 | YES | NO
PACK RITE | RIP-1 | TEMP CONTROLLER SEALER | 126 | 158 | 170 | YES | NO
PALADIN TOOLS | 1600 | CRIMPER | 69 | 86 | NA | NO | NO
PALADIN TOOLS | 1300 SERIES | CRIMPER | 69 | 86 | NA | NO | NO
PALADIN TOOLS | 1600 SERIES | CRIMPER PIN | 69 | 86 | NA | NO | NO
PALADIN TOOLS | CRIMPALL SERIES | CRIMPER | 69 | 86 | NA | NO | NO
PALMER | CP-181-16 | CHART RECORDER 8” 200PSI | 173 | 216 | NA | NO | NO
PANASONIC | MDF-U731-PA | Biomedical Freezer Upright | 420 | 525 | 567 | YES | NO
PANASONIC | MLS-3751L-PA | Portable Autoclave | 336 | 420 | NA | NO | NO
PANASONIC | PF-L5011WSEC-PA | Undercounter Freezer | 420 | 525 | 567 | YES | NO
PANASONIC | VP7722P | AUDIO ANALYZER | 378 | 473 | 510 | YES | NO | Accred AC/DC Volts. THD Not Accred.
PANDUIT | CT-1525 | CRIMPER | 69 | 86 | NA | NO | NO
PANDUIT | CT-1550 | CRIMPER | 69 | 86 | NA | NO | NO
PANDUIT | CT-720 | CRIMPER | 69 | 86 | NA | NO | NO
PARAGON | S0906-42 / SUPER DRAGO | KILN OVEN | 462 | 578 | NA | NO | NO
PARAMOUNT | PAR-P150FT | TORQUE WRENCH | 69 | 86 | 93 | YES | NO | Check Range. Accredited ONLY Up to 250 FtLbs
PARAMOUNT | PAR-P200IN | TORQUE WRENCH | 69 | 86 | 93 | YES | NO | Check Range. Accredited ONLY Up to 250 FtLbs
PARAMOUNT | PAR-SARO100FT | TORQUE WRENCH | 69 | 86 | 93 | YES | NO | Check Range. Accredited ONLY Up to 250 FtLbs
PARKER / EWAL | CGA630/710 | TORQUE WRENCH | 69 | 86 | 93 | YES | NO | Check Range. Accredited ONLY Up to 250 FtLbs
PARKER RESEARCH | B310 | CONTOUR PROBE | 90 | 113 | NA | NO | NO
PARKER RESEARCH | DA-200 | CONTOUR PROBE | 90 | 113 | NA | NO | NO
PARKER RESEARCH | DA-400 | CONTOUR PROBE | 90 | 113 | NA | NO | NO
PARTICLE MEASURING SYSTEMS | AIRNET 510 | PARTICLE COUNTER | 504 | 630 | NA | NO | NO
PARTICLE MEASURING SYSTEMS | LASAIR 110 | PARTICLE COUNTER AIR | 504 | 630 | NA | NO | NO
PARTICLE MEASURING SYSTEMS | LASAIR II 110 | PARTICLE COUNTER AIR | 504 | 630 | NA | NO | NO
PARTICLE MEASURING SYSTEMS | LASAIR II-510A | PARTICLE COUNTER AIR | 504 | 630 | NA | NO | NO
PARTICLE MEASURING SYSTEMS | LASAIR III 110 | PARTICLE COUNTER AIR | 504 | 630 | NA | NO | NO
PARTICLE MEASURING SYSTEMS | LASAIR PRO 310 | PARTICLE COUNTER | 504 | 630 | NA | NO | NO
PARTICLES PLUS | 8306 | HANDHELD PARTICLE COUNTER | 504 | 630 | NA | NO | NO
PARTLOW | 1161 | TEMP CONTROLLER | 126 | 158 | 170 | YES | NO
PARTLOW | 1163 | TEMP CONTROLLER | 126 | 158 | 170 | YES | NO
PARTLOW | 1400 | TEMP CONTROLLER | 126 | 158 | 170 | YES | NO
PARTLOW | 7316 | CHART RECORDER TEMP | 252 | 315 | 340 | YES | NO
PARTLOW | 710000000021 | CHART RECORDER TEMP | 252 | 315 | 340 | YES | NO
PARTLOW | 1160+ | TEMP CONTROLLER | 126 | 158 | 170 | YES | NO
PARTLOW | 1161+ | TEMP CONTROLLER | 126 | 158 | 170 | YES | NO
PARTLOW | 1400+ | TEMP CONTROLLER | 126 | 158 | 170 | YES | NO
PARTLOW | ARC 4100 | CHART RECORDER TEMP | 252 | 315 | 340 | YES | NO
PARTLOW | LFHL | TEMP CONTROLLER | 126 | 158 | 170 | YES | NO
PARTLOW | MRC5000 | CHART RECORDER | 252 | 315 | 340 | YES | NO
PARTLOW | MRC700 | TEMP CONTROLLER | 126 | 158 | 170 | YES | NO
PARTLOW | MRC7100 | TEMP CONTROLLER | 126 | 158 | 170 | YES | NO
PARTLOW | RF4 | CHART RECORDER TEMP | 252 | 315 | 340 | YES | NO
PARTLOW | RFC15 | CHART RECORDER TEMP | 252 | 315 | 340 | YES | NO
PASAR | R2000 | RECEIVER | 168 | NA | NA | NO | NO
PASAR | S2300 | LOAD SIGNAL GENERATOR | 168 | NA | NA | NO | NO
PASAR | S2600-A | LOAD SIGNAL GENERATOR | 168 | NA | NA | NO | NO
PASAR | T2200 | TRANSMITTER | 168 | NA | NA | NO | NO
PASAR AMPROBE | P26 | CURRENT TRACER | 168 | NA | NA | NO | NO | LEVEL 4 ONLY
PASTERNACK | NC-100 | TORQUE WRENCH | 69 | 86 | 93 | YES | NO | Check Range. Accredited ONLY Up to 250 FtLbs
PASTERNACK | PE5006 | CRIMPER | 69 | 86 | NA | NO | NO
PATOS | DE-305 | TEMP METER THERMOCOUPLE | 168 | 210 | 227 | YES | NO
PCB PIEZOTRONICS | 306M102 | ACCELEROMETER | 154 | 193 | NA | NO | NO | DATA ONLY. Sens @ 100Hz
PCB PIEZOTRONICS | 333B32 | ICP ACCELEROMETER | 154 | 193 | NA | NO | NO | DATA ONLY. Sens @ 100Hz
PCB PIEZOTRONICS | 333B42 | ACCELEROMETER | 154 | 193 | NA | NO | NO | DATA ONLY. Sens @ 100Hz
PCB PIEZOTRONICS | 339A32 | ACCELEROMETER | 154 | 193 | NA | NO | NO | DATA ONLY. Sens @ 100Hz
PCB PIEZOTRONICS | 339B11 | ACCELEROMETER | 154 | 193 | NA | NO | NO | DATA ONLY. Sens @ 100Hz
PCB PIEZOTRONICS | 339M06 | ACCELEROMETER | 154 | 193 | NA | NO | NO | DATA ONLY. Sens @ 100Hz
PCB PIEZOTRONICS | 352B | ACCELEROMETER | 154 | 193 | NA | NO | NO | DATA ONLY. Sens @ 100Hz
PCB PIEZOTRONICS | 352C22 | ACCELEROMETER | 154 | 193 | NA | NO | NO | DATA ONLY. Sens @ 100Hz
PCB PIEZOTRONICS | 352C23 | ACCELEROMETER | 154 | 193 | NA | NO | NO | DATA ONLY. Sens @ 100Hz
PCB PIEZOTRONICS | 353B18 | ACCELEROMETER | 154 | 193 | NA | NO | NO | DATA ONLY. Sens @ 100Hz
PCB PIEZOTRONICS | 353B33 | ACCELEROMETER | 154 | 193 | NA | NO | NO | DATA ONLY. Sens @ 100Hz
PCB PIEZOTRONICS | 356A01 | ACCELEROMETER | 154 | 193 | NA | NO | NO | DATA ONLY. Sens @ 100Hz
PCB PIEZOTRONICS | 356A02 | ACCELEROMETER | 154 | 193 | NA | NO | NO | DATA ONLY. Sens @ 100Hz
PCB PIEZOTRONICS | 356A11 | ACCELEROMETER | 154 | 193 | NA | NO | NO | DATA ONLY. Sens @ 100Hz
PCB PIEZOTRONICS | 356A12 | ACCELEROMETER | 154 | 193 | NA | NO | NO | DATA ONLY. Sens @ 100Hz
PCB PIEZOTRONICS | 356A17 | ACCELEROMETER | 154 | 193 | NA | NO | NO | DATA ONLY. Sens @ 100Hz
PCB PIEZOTRONICS | 356A24 | ACCELEROMETER | 154 | 193 | NA | NO | NO | DATA ONLY. Sens @ 100Hz
PCB PIEZOTRONICS | 356A27 | ACCELEROMETER | 154 | 193 | NA | NO | NO | DATA ONLY. Sens @ 100Hz
PCB PIEZOTRONICS | 356B17 | ACCELEROMETER | 154 | 193 | NA | NO | NO | DATA ONLY. Sens @ 100Hz
PCB PIEZOTRONICS | 356B18 | ACCELEROMETER | 154 | 193 | NA | NO | NO | DATA ONLY. Sens @ 100Hz
PCB PIEZOTRONICS | 356M187 | ACCELEROMETER | 154 | 193 | NA | NO | NO | DATA ONLY. Sens @ 100Hz
PCB PIEZOTRONICS | 480C02 | ACCELEROMETER CONDITIONER | 252 | 315 | NA | NO | NO
PCB PIEZOTRONICS | 481A02 | ACCELEROMETER CONDITIONER | 252 | 315 | NA | NO | NO
PCB PIEZOTRONICS | 482A22 | ACCELEROMETER CONDITIONER | 252 | 315 | NA | NO | NO
PCB PIEZOTRONICS | 482C | ACCELEROMETER CONDITIONER | 252 | 315 | NA | NO | NO
PCB PIEZOTRONICS | 482C05 | ACCELEROMETER CONDITIONER | 252 | 315 | NA | NO | NO
PCB PIEZOTRONICS | 483B07 | ACCELEROMETER CONDITIONER | 252 | 315 | NA | NO | NO
PCB PIEZOTRONICS | 483B08 | ACCELEROMETER CONDITIONER | 252 | 315 | NA | NO | NO
PCB PIEZOTRONICS | J353B34 | ACCELEROMETER | 154 | 193 | NA | NO | NO | DATA ONLY. Sens @ 100Hz
PCB PIEZOTRONICS | SERIES 481 | SENSOR SIGNAL CONDITIONER | 252 | 315 | NA | NO | NO
PCE | A1200 300-4 | DC POWER SUPPLY | 168 | 210 | 227 | YES | NO
PCE | PCE-322A | SOUND LEVEL METER | 168 | 210 | NA | NO | NO
PCE | PCE-T 1200 | 12 CHAN TEMP RECORDER/DATALOGGER | 294 | 368 | 397 | YES | NO
PDI | DM62 | DMM HANDHELD | 126 | 158 | 170 | YES | NO
PEACOCK | 2010B | INDICATOR TEST | 69 | 86 | NA | NO | NO
PEACOCK | 20-333 | INDICATOR DIAL | 69 | 86 | NA | NO | NO
PEACOCK | 2050B | INDICATOR TEST | 69 | 86 | NA | NO | NO
PEACOCK | 6360B | CALIPER | 69 | 86 | 93 | YES | NO | 8 INCH
PEACOCK | PC2 | INDICATOR DIAL | 69 | 86 | NA | NO | NO
PEACOCK | PC-2 | INDICATOR DIAL | 69 | 86 | NA | NO | NO
PEACOCK | PCN S | INDICATOR DIAL | 69 | 86 | NA | NO | NO
PEACOCK | PCN-1A | INDICATOR DIAL W LEVER | 69 | 86 | NA | NO | NO
PEACOCK | PCN-S | INDICATOR TEST | 69 | 86 | NA | NO | NO
PEARSON | 411 | CURRENT MONITOR | 0 | 0 | NA | NO | NO | VENDOR
PEC | 7000-S4 | SQUARE SET | 104 | 130 | NA | NO | NO
PEC | UNKNOWN | SQUARE SET | 104 | 130 | NA | NO | NO
PECTOOLS | 4” | ADJUSTABLE SQUARE | 69 | 86 | NA | NO | NO
PEGASUS | 6NN63A | TIMER | 126 | 158 | NA | NO | NO
PELOUZE | 4010 | SCALE | 207 | 259 | NA | NO | NO | 150 LB - In Lab Only
PELOUZE | 4040 | SCALE LARGE | 207 | 259 | NA | NO | NO | 400 LB - In Lab Only
PELOUZE | 4040UL-88 | SCALE LARGE | 207 | 259 | NA | NO | NO | 400 LB - In Lab Only
PELOUZE | SP5 | SCALE | 124 | 155 | NA | NO | NO
PELOUZE | Y50 | SCALE | 124 | 155 | NA | NO | NO | 50 LB
PEM | CWT06R | CURRENT TRANSFORMER | 168 | 210 | 227 | YES | NO
PEM | CWT06R MINI | CURRENT TRANSDUCER | 168 | 210 | 227 | YES | NO
PEM | CWT15B | ROGOWSKI CURRENT WAVEFORM TRANSDUCER | 168 | 210 | 227 | YES | NO
PEM | CWT15R | CURRENT TRANSDUCER | 168 | 210 | 227 | YES | NO
PEM | CWT30B | CURRENT TRANSDUCER | 168 | 210 | 227 | YES | NO
PEM | CWT3B | ROGOWSKI CURRENT WAVEFORM TRANSDUCER | 168 | 210 | 227 | YES | NO
PEM | CWT600LFB | CURRENT TRANSDUCER | 168 | 210 | 227 | YES | NO
PEM | CWT60B | CURRENT TRANSDUCER | 168 | 210 | 227 | YES | NO
PENDULUM | CNT-90 | FREQUENCY COUNTER | 210 | 263 | NA | NO | NO
PENDULUM | CNT-91 | FREQUENCY COUNTER | 210 | 263 | NA | NO | NO
PENN SCALE CO | 7500 | SCALE LARGE | 207 | 259 | NA | NO | NO | 200 LB - In Lab Only
PENN TOOL | 1/4-20 UNC-2A | THREAD RING GAUGE GO NOGO | 69 | 86 | NA | NO | NO
PENN TOOL | 7/16-20 UNF-2B | THREAD PLUG GAUGE GO NOGO | 69 | 86 | NA | NO | NO
PENN TOOL | M10X1.5-6H | THREAD PLUG GAUGE GO NOGO | 69 | 86 | NA | NO | NO
PENNOYER-DODGE | 1 9/16-12 UN-2A | THREAD RING GAUGE GO NOGO | 69 | 86 | NA | NO | NO
PENNOYER-DODGE | 3 1/4-5 STUB ACME-2g | THREAD PLUG GAUGE | 69 | 86 | NA | NO | NO
PENNOYER-DODGE | M16x1.0-6H | THREAD PLUG GAUGE GO NOGO | 69 | 86 | NA | NO | NO
PENNSYLVANIA | 7300 | SCALE LARGE | 207 | 259 | NA | NO | NO | 2 - 200 LB - In Lab Only
PENNSYLVANIA | 7500 | SCALE LARGE | 207 | 259 | NA | NO | NO | 2 - 200 LB - In Lab Only
PENNSYLVANIA | 7600 | SCALE | 207 | 259 | NA | NO | NO
PENTAGON | QIII+ | PARTICLE COUNTER | 504 | 630 | NA | NO | NO
PERFORMANCE TOOL | M199 | TORQUE WRENCH | 69 | 86 | 93 | YES | NO | Check Range. Accredited ONLY Up to 250 FtLbs
PERMA-CAL | 0-30 In/Hg - 0-150 PSI | PRESSURE VACUUM GAUGE | 69 | 86 | NA | NO | NO
PERMA-CAL | 100 PSI | PRESSURE GAUGE | 69 | 86 | NA | NO | NO | 100 PSI
PERMA-CAL | 1000 PSI | PRESSURE GAUGE | 69 | 86 | NA | NO | NO | 1000 PSI
PERMA-CAL | 101NTM06A21-0 | PRESSURE GAUGE | 69 | 86 | NA | NO | NO | 200 PSI
PERMA-CAL | 101NTM07B21 | TEST GAUGE ,0-300 PSI | 69 | 86 | NA | NO | NO
PERMA-CAL | 101NTM07B2X-6 | PRESSURE GAUGE | 69 | 86 | NA | NO | NO | 300 PSI
PERMA-CAL | 101NTM28B2X | COMPOUND PRESSURE GAUGE (30 IN HG TO 150 PSI) | 69 | 86 | NA | NO | NO
PERMA-CAL | 150 PSI | PRESSURE GAUGE | 69 | 86 | NA | NO | NO | 150 PSI
PERMA-CAL | 30 In/Hg - 150 PSI | PRESSURE VACUUM GAUGE | 69 | 86 | NA | NO | NO
PERMA-CAL | 3000 PSI | PRESSURE GAUGE | 69 | 86 | NA | NO | NO | 3000 PSI
PERMA-CAL | 600 PSI | PRESSURE GAUGE | 69 | 86 | NA | NO | NO | 600 PSI
PF FISHPOLE HOISTS | PF51-003-1 | FISHPOLE HOIST | 173 | 216 | NA | NO | NO
PHASE II | 0-18 IN | HEIGHT GAUGE | 124 | 155 | NA | NO | NO | 18 INCH
PHASE II | 920-212 | CALIPER | 69 | 86 | 93 | YES | NO | 12 INCH
PHASE II | PHT-950 | DUROMETER | 83 | 104 | NA | NO | NO
PHASE II | PTG-3500 | COATING THICKNESS GAUGE | 76 | 95 | NA | NO | NO
PHASE MATRIX | FSW-0020 | QUICKSYN FREQUENCY SYNTHESIZER | 0 | 0 | NA | NO | NO | Send to NI
PHC CORPORATION | MPR-1412 | REFRIGERATOR | 420 | 525 | 567 | YES | NO
PHENIX | 440-20 | DIELECTRIC TEST SET | 252 | 315 | 340 | YES | NO
PHENIX | 605-5B | AC DIELECTRIC TESTER | 252 | 315 | 340 | YES | NO
PHILIPS | M4735-69930 | DEFIBRILLATOR | 252 | 315 | NA | NO | NO
PHILIPS | M4735A | DEFIBRILLATOR | 252 | 315 | NA | NO | NO
PHILMORE | ST-300 | AC VOLTAGE CONVERTER STEP UP/DOWN | 126 | 158 | 170 | YES | NO | MU for Primary & Secondary Voltage Only
PHILMORE | ST-500 | TRANSFORMER | 126 | 158 | 170 | YES | NO | MU for Primary & Secondary Voltage Only
PHOENIX | 5575A WITH 5565AT LID | T1 MICRO BERT | 420 | 525 | NA | NO | NO
PHOENIX | 5575B WITH 5565AT LID | T1 MICRO BERT | 420 | 525 | NA | NO | NO
PHOENIX | 5575P w/5565P LID | T1 MICRO-BERT | 420 | 525 | NA | NO | NO
PHOENIX CONTACT | QUINT-PS/1AC/24DC/40 | POWER SUPPLY | 168 | 210 | 227 | YES | NO
PHYSITEMP | BAT-10 | TEMP METER THERMOCOUPLE | 168 | 210 | 227 | YES | NO
PI TAPE | 12 TO 24 IN | PI TAPE | 69 | 86 | NA | NO | NO | 24 INCH
PI TAPE | 12"-24" | PI TAPE | 69 | 86 | NA | NO | NO | 24 INCH
PI TAPE | 12"-36" | PI TAPE | 69 | 86 | NA | NO | NO | 36 INCH
PI TAPE | 24"-48" | PI TAPE | 69 | 86 | NA | NO | NO
PI TAPE | 300-600mm | PI TAPE | 69 | 86 | NA | NO | NO
PI TAPE | 48-60" | PI TAPE | 69 | 86 | NA | NO | NO
PICKERING INTERFACES | 40-261-001 | PXI PRECISION PROGRAMMABLE RESISTOR MODULE | 294 | 368 | NA | NO | NO
PICO | 0.134 | CRIMP DIES | 69 | 86 | NA | NO | NO
PICO | 0.2 | CRIMP DIES | 69 | 86 | NA | NO | NO
PICO TECHNOLOGY | 2204A | OSCILLOSCOPE | 252 | 315 | 340 | YES | NO
PICO TECHNOLOGY | 2205A | OSCILLOSCOPE | 252 | 315 | 340 | YES | NO
PICO TECHNOLOGY | 2206B | OSCILLOSCOPE | 252 | 315 | 340 | YES | NO
PICO TECHNOLOGY | 2207B | OSCILLOSCOPE | 252 | 315 | 340 | YES | NO
PICO TECHNOLOGY | 2208B | OSCILLOSCOPE | 252 | 315 | 340 | YES | NO
PICO TECHNOLOGY | 2405A | OSCILLOSCOPE | 252 | 315 | 340 | YES | NO
PICO TECHNOLOGY | 2406B | OSCILLOSCOPE | 252 | 315 | 340 | YES | NO
PICO TECHNOLOGY | 2407B | OSCILLOSCOPE | 252 | 315 | 340 | YES | NO
PICO TECHNOLOGY | 2408B | OSCILLOSCOPE | 252 | 315 | 340 | YES | NO
PICO TECHNOLOGY | 5244A | 200MHZ OSCILLOSCOPE | 252 | 315 | 340 | YES | NO
PICO TECHNOLOGY | PICOSCOPE 3224 | OSCILLOSCOPE | 252 | 315 | 340 | YES | NO
PICO TECHNOLOGY | USB TC-08 | THERMOCOUPLE DATA LOGGER | 294 | 368 | 397 | YES | NO
PICO TECHNOLOGY | VNA106 | VECTOR NETWORK ANALYZER | 588 | 735 | NA | NO | NO
PIECAL | 211 | AUTOMATED RTD CALIBRATOR | 210 | 263 | 284 | YES | NO
PIECAL | 422 | AUTOMATED THERMOCOUPLE CALIBRATOR | 210 | 263 | 284 | YES | NO
PIECAL | 334 PLUS | PROCESS CALIBRATOR DC CURRENT | 210 | 263 | 284 | YES | NO
PIECAL | 520B | PROCESS CALIBRATOR THERMOCOUPLE | 210 | 263 | 284 | YES | NO | SAME AS ALTEK
PILGRIM | PGT1 | ESD WRIST STRAP TESTER | 84 | 105 | NA | NO | NO
PINION | RTG-210 | RESISTANCE METER | 168 | 210 | 227 | YES | NO | MU on Res Rdgs <100 MW
PINION CORPORATION | WSST300 | ESD WRIST STRAP TESTER | 84 | 105 | NA | NO | NO
PINNACLE | CLASS Z | RING GAUGE MASTER | 69 | 86 | NA | NO | NO | 1 INCH
PIPELINE SUPPLY & SERVICE | PSI 2000 | PRESSURE CHART RECORDER | 173 | 216 | NA | NO | NO
PITTSBURGH | 807 | TORQUE WRENCH | 69 | 86 | 93 | YES | NO | 80 FT LB
PITTSBURGH | 2696 | TORQUE WRENCH | 69 | 86 | 93 | YES | NO | 200 IN LB
PITTSBURGH | 47257 | CALIPER | 69 | 86 | 93 | YES | NO | 6 INCH
PITTSBURGH | 47260 | CALIPER | 69 | 86 | 93 | YES | NO | 8 INCH
PITTSBURGH | 68304 | CALIPER | 69 | 86 | 93 | YES | NO | 6 INCH
PITTSBURGH | 0-1" | MICROMETER | 69 | 86 | 93 | YES | NO | 1 INCH
PITTSBURGH | 0-6 IN | DIGITAL CALIPER | 69 | 86 | 93 | YES | NO
PITTSBURGH | 1" | INDICATOR DIGITAL | 69 | 86 | NA | NO | NO
PITTSBURGH | 150 FT/LB | TORQUE WRENCH | 69 | 86 | 93 | YES | NO | Check Range. Accredited ONLY Up to 250 FtLbs
PITTSBURGH | 200 IN/LB | TORQUE WRENCH | 69 | 86 | 93 | YES | NO | 200 IN LB
PITTSBURGH | 6" | CALIPER | 69 | 86 | 93 | YES | NO | 6 INCH
PITTSBURGH | 80 Lbs/fT | TORQUE WRENCH | 69 | 86 | 93 | YES | NO | Check Range. Accredited ONLY Up to 250 FtLbs
PITTSBURGH | CALIPER | CALIPER - 6 INCH | 69 | 86 | 93 | YES | NO
PITTSBURGH | CTA2IN200M | TORQUE WRENCH | 69 | 86 | 93 | YES | NO | 200 IN LB
PITTSBURGH | CTA3FT80 | TORQUE WRENCH | 69 | 86 | 93 | YES | NO | 80 FT LB
PITTSBURGH | CTA4FT150 | TORQUE WRENCH | 69 | 86 | 93 | YES | NO | 150 FT LB
PITTSBURGH | Various | TORQUE WRENCH | 69 | 86 | 93 | YES | NO | Check Range. Accredited ONLY Up to 250 FtLbs
PLASTIC PROCESS EQUIPMENT | 313K | TEMP METER THERMOCOUPLE | 168 | 210 | 227 | YES | NO | -100 to +1000F
PLASTIC PROCESS EQUIPMENT | 39658-J | TEMP METER THERMOCOUPLE | 168 | 210 | 227 | YES | NO | -100 to +1000F
PLASTIC PROCESS EQUIPMENT | 39668-J | TEMP METER THERMOCOUPLE | 168 | 210 | 227 | YES | NO | -100 to +1000F
PLASTIC SYSTEMS | 41200 | ESD WRIST/FOOTSTRAP TESTER | 84 | 105 | NA | NO | NO
PLASTIC SYSTEMS | 41260 | ESD SURFACE RESISTANCE METER | 168 | 210 | 227 | YES | NO | MU on Res Rdgs <100 MW
PLASTIC SYSTEMS | WT-6600 | ESD WRIST STRAP TESTER | 84 | 105 | NA | NO | NO
PLATINUM TOOLS | TP500 | CABLE TESTER | 168 | 210 | NA | NO | NO
PLC TOOLS | ALP2 | LOOP SIMULATOR | 210 | 263 | 284 | YES | NO
PMC MERCURY | 1 1/4-12 NA-2G SPL #2 | THREAD RING GAUGE GO NOGO | 69 | 86 | NA | NO | NO
PMC MERCURY | M44.45x1.75 | THREAD PLUG GAUGE GO | 69 | 86 | NA | NO | NO
PMC MERCURY | M57.25x1.75 | THREAD PLUG GAUGE GO | 69 | 86 | NA | NO | NO
POLAND | 0-1" | MICROMETER | 69 | 86 | 93 | YES | NO | 1 INCH
POLAND | 1-2" | MICROMETER | 69 | 86 | 93 | YES | NO | 2 INCH
POLAND | 2-3" | MICROMETER | 69 | 86 | 93 | YES | NO | 3 INCH
POLAND | 3-4" | MICROMETER | 69 | 86 | 93 | YES | NO | 4 INCH
POLAND | 4-5" | MICROMETER | 69 | 86 | 93 | YES | NO | 5 INCH
POLAR | TONEOHM 950 | MULTILAYER SHORTS LOCATOR | 168 | 210 | NA | NO | NO
POLY SCIENCE | 1167 | WATER BATH | 378 | 473 | 510 | YES | NO
POMONA | 051-087-001 | ESD WRIST STRAP TESTER | 84 | 105 | NA | NO | NO
POMONA | 4108-20DB | RF ATTENUATOR | 126 | 158 | NA | NO | NO
POMONA | 5812A | MONOLITHIC PASSIVE OSCILLOSCOPE PROBE | 126 | 158 | 170 | YES | NO
POSITECTOR | 6000 | COATING THICKNESS GAUGE | 76 | 95 | NA | NO | NO
POSITECTOR | DPM | DEW POINT METER | 242 | 303 | NA | NO | NO
POSITECTOR | IRT | INFARED THERMOMETER | 168 | 210 | NA | NO | NO
POSITECTOR | SPG | SURFACE PROFILE GAGE | 276 | 345 | NA | NO | NO
POSITECTOR | UTG | THICKNESS GAUGE ULTRASONIC | 173 | 216 | NA | NO | NO
POWER ARCHITECTS | PA-1249 | DC POWER SUPPLY | 168 | 210 | 227 | YES | NO
POWER DESIGN | 2010 | DC POWER SUPPLY | 168 | 210 | 227 | YES | NO
POWER DESIGN | 2000 Series (All Models | DC POWER SUPPLY | 168 | 210 | 227 | YES | NO
POWER DESIGN | 2005A | DC POWER SUPPLY | 168 | 210 | 227 | YES | NO
POWER DESIGN | 2K20 | DC POWER SUPPLY HIGH VOLTAGE | 294 | 368 | 397 | YES | NO
POWER DESIGN | 6050C | DC POWER SUPPLY | 168 | 210 | 227 | YES | NO
POWER PRODUCTS | ALPHA | BETA D-50 DISCHARGE CAPACITY TEST UNIT | 252 | 315 | 340 | YES | NO
POWER PRODUCTS | CA-1550-CML | LEAD ACID AIRCRAFT BATTERY CHARGER | 252 | 315 | 340 | YES | NO
POWERBUILT | 5-80 Ft/Lbs | TORQUE WRENCH | 69 | 86 | 93 | YES | NO | Check Range. Accredited ONLY Up to 250 FtLbs
PRATT & WHITNEY | 7/16-20 UNF-2B | THREAD PLUG GAUGE GO NOGO | 69 | 86 | NA | NO | NO
PRATT & WHITNEY | 88 PIECE | GAUGE BLOCK SET | 552 | 690 | NA | NO | NO | 88 PC
PRATT & WHITNEY | FPI | OVEN | 378 | 473 | 510 | YES | NO | CUSTOM OVEN
PRAXSYM | 310-010108-008 | CW TRANSMITTER | 378 | 473 | NA | NO | NO
PRECISION | 51221135 | OVEN | 378 | 473 | 510 | YES | NO | +50 to +210C
PRECISION | DS1F192CZHMC | TORQUE WRENCH | 69 | 86 | 93 | YES | NO | Check Range. Accredited ONLY Up to 250 FtLbs
PRECISION BRAND | 80230 | CALIPER I.D. | 69 | 86 | 93 | YES | NO
PRECISION DIGITAL | 769113/440 | PRESSURE TRANSDUCER READOUT | 0 | 0 | NA | NO | NO | Refer to Transducer Pressure Range
PRECISION DIGITAL | BLUE OVEN | TEMP CONTROLLER | 126 | 158 | 170 | YES | NO
PRECISION GRANITE | 36" X 48" X 6" | SURFACE PLATE , GRANITE , GRADE A,0-LEDGE | 0 | 0 | NA | NO | NO | Refer to Separate Surface Plate Pricelist
PRECISION INSTRUMENTS | 600 FT/LB | TORQUE WRENCH | 69 | 86 | NA | NO | NO | 600 FT LB
PRECISION INSTRUMENTS | C4D400F | TORQUE WRENCH | 69 | 86 | 93 | YES | NO | Check Range. Accredited ONLY Up to 250 FtLbs
PRECISION INSTRUMENTS | D1F15HM | TORQUE DRIVE DIAL | 69 | 86 | 93 | YES | NO | Check Range. Accredited ONLY Up to 250 FtLbs
PRECISION INSTRUMENTS | D2F100H | TORQUE WRENCH | 69 | 86 | 93 | YES | NO | Check Range. Accredited ONLY Up to 250 FtLbs
PRECISION INSTRUMENTS | D2F150HM | TORQUE WRENCH | 69 | 86 | 93 | YES | NO | Check Range. Accredited ONLY Up to 250 FtLbs
PRECISION INSTRUMENTS | D5F1500FM | TORQUE WRENCH | 69 | 86 | 93 | YES | NO | Check Range. Accredited ONLY Up to 250 FtLbs
PRECISION INSTRUMENTS | D5F2000CFM | TORQUE WRENCH | 69 | 86 | 93 | YES | NO | Check Range. Accredited ONLY Up to 250 FtLbs
PRECISION INSTRUMENTS | DS1F15CHNMC | TORQUE DRIVER | 69 | 86 | 93 | YES | NO | Check Range. Accredited ONLY Up to 250 FtLbs
PRECISION INSTRUMENTS | DS1F192CZHM | TORQUE WRENCH | 69 | 86 | 93 | YES | NO | Check Range. Accredited ONLY Up to 250 FtLbs
PRECISION INSTRUMENTS | DS1F48CZHMC | TORQUE DRIVER | 69 | 86 | 93 | YES | NO | Check Range. Accredited ONLY Up to 250 FtLbs
PRECISION INSTRUMENTS | DS1F50CHNMC | TORQUE DRIVER | 69 | 86 | 93 | YES | NO | Check Range. Accredited ONLY Up to 250 FtLbs
PRECISION INSTRUMENTS | DS1F75H | TORQUE DRIVER | 69 | 86 | 93 | YES | NO | Check Range. Accredited ONLY Up to 250 FtLbs
PRECISION INSTRUMENTS | DS1F96CZHM | TORQUE DRIVE DIAL | 69 | 86 | 93 | YES | NO | Check Range. Accredited ONLY Up to 250 FtLbs
PRECISION INSTRUMENTS | M1R200H | TORQUE WRENCH | 69 | 86 | 93 | YES | NO | Check Range. Accredited ONLY Up to 250 FtLbs
PRECISION INSTRUMENTS | M1R50H | TORQUE WRENCH | 69 | 86 | 93 | YES | NO | Check Range. Accredited ONLY Up to 250 FtLbs
PRECISION INSTRUMENTS | M2F1000H | TORQUE WRENCH | 69 | 86 | 93 | YES | NO | Check Range. Accredited ONLY Up to 250 FtLbs
PRECISION INSTRUMENTS | M2FR100F | TORQUE WRENCH | 69 | 86 | 93 | YES | NO | Check Range. Accredited ONLY Up to 250 FtLbs
PRECISION INSTRUMENTS | M2FR100FX | TORQUE WRENCH | 69 | 86 | 93 | YES | NO | Check Range. Accredited ONLY Up to 250 FtLbs
PRECISION INSTRUMENTS | M2R1000H | TORQUE WRENCH | 69 | 86 | 93 | YES | NO | Check Range. Accredited ONLY Up to 250 FtLbs
PRECISION INSTRUMENTS | M2R1000HX | TORQUE WRENCH | 69 | 86 | 93 | YES | NO | Check Range. Accredited ONLY Up to 250 FtLbs
PRECISION INSTRUMENTS | M2R100F | TORQUE WRENCH | 69 | 86 | 93 | YES | NO | Check Range. Accredited ONLY Up to 250 FtLbs
PRECISION INSTRUMENTS | M2R1OOOHX | TORQUE WRENCH | 69 | 86 | 93 | YES | NO | Check Range. Accredited ONLY Up to 250 FtLbs
PRECISION INSTRUMENTS | M3R2500F | TORQUE WRENCH | 69 | 86 | 93 | YES | NO | Check Range. Accredited ONLY Up to 250 FtLbs
PRECISION INSTRUMENTS | M3R2500H | TORQUE WRENCH | 69 | 86 | 93 | YES | NO | Check Range. Accredited ONLY Up to 250 FtLbs
PRECISION INSTRUMENTS | M3R2500HX | TORQUE WRENCH | 69 | 86 | 93 | YES | NO | Check Range. Accredited ONLY Up to 250 FtLbs
PRECISION INSTRUMENTS | M3R250F | TORQUE WRENCH | 69 | 86 | 93 | YES | NO | Check Range. Accredited ONLY Up to 250 FtLbs
PRECISION INSTRUMENTS | M3R250FX | TORQUE WRENCH | 69 | 86 | 93 | YES | NO | Check Range. Accredited ONLY Up to 250 FtLbs
PRECISION LEVELS | 0.0005IN/10IN | LEVEL | 69 | 86 | NA | NO | NO
PRECISION SCIENCE | STM-80 | TEMP CONTROLLER OVEN | 126 | 158 | 170 | YES | NO
PRECISION SCIENTIFIC | STG145 | OVEN | 378 | 473 | 510 | YES | NO | AMB to +225C
PRECISION SCIENTIFIC | STG40 | OVEN | 378 | 473 | 510 | YES | NO | AMB to +225C
PRECISION SCIENTIFIC | STG80 | OVEN | 378 | 473 | 510 | YES | NO | AMB to +225C
PRECISION SCIENTIFIC | STM135 | OVEN | 378 | 473 | 510 | YES | NO | AMB to +225C
PRECISION SCIENTIFIC | STM40 | OVEN | 378 | 473 | 510 | YES | NO | AMB to +225C
PRECISION SCIENTIFIC | STM80 | OVEN | 378 | 473 | 510 | YES | NO | AMB to +225C
PRECISION WEIGHING INSTRUMENT | 357 BASS | SCALE BASS CLUBS VERSION | 124 | 155 | NA | NO | NO | 50 LB
PRECISION WEIGHING INSTRUMENT | 357 CATFISH | SCALE CATFISH CLUBS VERSION | 207 | 259 | NA | NO | NO | 150 LB - In Lab Only
PREEN | AFV-P-5000 | AC POWER SOURCE | 504 | 630 | NA | NO | NO
PREISSER | 12"x18" | SQUARE | 69 | 86 | NA | NO | NO
PREMIUM | PRF90DX | SOLDER PASTE REFRIGERATOR | 420 | 525 | 567 | YES | NO
PRESTIGE | 1/2-14 NPT | THREAD PLUG GAUGE | 69 | 86 | NA | NO | NO
PRESTIGE | 5/16-24 UNF-2B | THREAD PLUG GAUGE GO NOGO | 69 | 86 | NA | NO | NO
PRIMELINE | 0-1" | INDICATOR DIAL | 69 | 86 | NA | NO | NO | 1 INCH
PRIMELINE | 1" | INDICATOR DIAL | 69 | 86 | NA | NO | NO | 1 INCH
PRO CHECK | 26 PIECE | RADIUS GAUGE SET | 173 | 216 | NA | NO | NO | 26 PC
PROCEQ TESTING INSTRUMENTS | EQUO TIP 2 | HARDNESS TESTER | 117 | 146 | NA | NO | NO
PROCEQ TESTING INSTRUMENTS | EQUOTIP | HARDNESS TESTER | 117 | 146 | NA | NO | NO
PROCEQ TESTING INSTRUMENTS | EQUOTIP 2 | HARDNESS TESTER | 117 | 146 | NA | NO | NO
PROCESS TECH | DE1502-PII | DIGITAL BATH GAGE | 126 | 158 | 170 | YES | NO
PROCESS TECH | DE752-P2 | DIGITAL BATH GAGE | 126 | 158 | 170 | YES | NO
PROCESS TECH | DE752-PII | DIGITAL BATH GAGE | 126 | 158 | 170 | YES | NO
PROCESS TECH | DLC 502-P2 | TEMP CONTROLLER | 126 | 158 | 170 | YES | NO
PROCESS TECH | DLC16X-1-PB | DIGITAL BATH GAGE | 126 | 158 | 170 | YES | NO
PROCHECK | 0.2-1.2" | MICROMETER I.D. | 69 | 86 | NA | NO | NO
PROCHECK | 12" | HEIGHT GAUGE | 124 | 155 | NA | NO | NO | 12 INCH
PROCHECK | 2" | INDICATOR DIAL | 69 | 86 | NA | NO | NO | 2 INCH
PROCHECK | NB70C1250 | CENTERING INDICATOR | 69 | 86 | NA | NO | NO
PRODIGIT | 3314 | ELECTRONIC LOAD | 210 | 263 | 284 | YES | NO | Current Accredited up to 20 Amps
PRODIGITAL | VM-D20-S | SCALE, 20G POCKET | 124 | 155 | NA | NO | NO
PRODIGITAL | WM-H200-S | SCALE, 200G POCKET | 124 | 155 | NA | NO | NO
PRODUCTS ENGINEERING | 0-48 IN | RULER | 69 | 86 | NA | NO | NO
PRODUCTS ENGINEERING | 0-6 IN | RULER | 69 | 86 | NA | NO | NO
PRODUCTS ENGINEERING | 161-012 | RULER | 69 | 86 | NA | NO | NO
PRODUCTS ENGINEERING | 262-024 | RULER | 69 | 86 | NA | NO | NO | 24 INCH
PRODUCTS ENGINEERING | 501-012 | RULER | 69 | 86 | NA | NO | NO | 12 INCH
PROFESSIONAL TOOLS | 6062-5 | TORQUE WRENCH | 69 | 86 | 93 | YES | NO | Check Range. Accredited ONLY Up to 250 FtLbs
PROMETRIX | 2.79 OHMS | RESISTORS | 126 | 158 | NA | NO | NO | DATA ONLY
PROMETRIX | 27.9 KOHMS | RESISTORS | 126 | 158 | NA | NO | NO | DATA ONLY
PROMETRIX | 279 OHMS | RESISTORS | 126 | 158 | NA | NO | NO | DATA ONLY
PROMETRIX | VP10 | RESISTANCE 4 POINT PROBE | 210 | 263 | NA | NO | NO
PROMETRIX | VP10E | RESISTANCE 4 POINT PROBE | 210 | 263 | NA | NO | NO
PROS KIT | 903-150NDS | DMM HANDHELD | 126 | 158 | 170 | YES | NO
PROS KIT | CP-376ER | CRIMPER | 69 | 86 | NA | NO | NO
PROSTAT | CPM-720A | ESD CHARGED PLATE MONITOR | 294 | 368 | 397 | YES | NO | MU Meter Volts only
PROSTAT | CVM-780 | VOLTMETER | 168 | 210 | NA | NO | NO
PROSTAT | ESI-870 | SURFACE RESISTANCE/RESISTIVITY INDICATOR | 168 | 210 | 227 | YES | NO | MU on Res Rdgs <100 MW
PROSTAT | PAR-809 | ESD SURFACE RESISTANCE METER | 168 | 210 | 227 | YES | NO | MU on Res Rdgs <100 MW
PROSTAT | PAS-853B | WIDE RANGE OHMMETER | 168 | 210 | 227 | YES | NO | MU on Res Rdgs <100 MW
PROSTAT | PCS-730 | ESD CHARGING SOURCE | 168 | 210 | NA | NO | NO
PROSTAT | PDT-740 | ESD FIELD METER DECAY TIMER | 168 | 210 | NA | NO | NO
PROSTAT | PDT-740B | STATIC DECAY TIMER | 168 | 210 | NA | NO | NO
PROSTAT | PFM-711A | ESD FIELD METER | 168 | 210 | NA | NO | NO
PROSTAT | PHT770 | HUMIDITY TEMP METER | 242 | 303 | NA | NO | NO
PROSTAT | PHT-770 | HUMIDITY TEMP METER | 242 | 303 | NA | NO | NO
PROSTAT | PHT-771 | HUMIDITY TEMP METER | 242 | 303 | NA | NO | NO
PROSTAT | PMT-872 | ESD WRIST STRAP TESTER | 84 | 105 | NA | NO | NO
PROSTAT | PMT-872A | ESD WRIST STRAP TESTER | 84 | 105 | NA | NO | NO
PROSTAT | PRS-800 | ESD SURFACE RESISTANCE METER | 168 | 210 | 227 | YES | NO | MU on Res Rdgs <100 MW
PROSTAT | PRS-801 | ESD SURFACE RESISTANCE METER | 168 | 210 | 227 | YES | NO | MU on Res Rdgs <100 MW
PROSTAT | PRS-812 | ESD SURFACE RESISTANCE METER | 168 | 210 | 227 | YES | NO | MU on Res Rdgs <100 MW
PROSTAT | PSI-870 | ESD SURFACE RESISTANCE METER | 168 | 210 | 227 | YES | NO | MU on Res Rdgs <100 MW
PROSTAT | PWA-805 | ESD WRIST STRAP AUDITOR | 84 | 105 | NA | NO | NO
PROTEK | 3033 | DC POWER SUPPLY | 168 | 210 | 227 | YES | NO
PROTEK | B3110 | ELECTRONIC COUNTER | 210 | 263 | NA | NO | NO
PROTEK | B8010FD | FUNCTION GENERATOR | 336 | 420 | NA | NO | NO
PROTEK | B-818 | FREQ COUNTER | 210 | 263 | NA | NO | NO
PROTEK | CL200 | CAPACITANCE METER | 168 | 210 | NA | NO | NO
PROTEK | L300 | ELECTRONIC LOAD | 210 | 263 | 284 | YES | NO | Current Accredited up to 20 Amps
PROTEK | Z8900 | LCR METER | 336 | 420 | NA | NO | NO
PROTEK | Z9216 | LCR METER | 336 | 420 | NA | NO | NO
PROTO | 6013 | TORQUE WRENCH | 69 | 86 | 93 | YES | NO | 50-250 FT LB
PROTO | 6014 | TORQUE WRENCH | 69 | 86 | 93 | YES | NO | 50-250 FT LB
PROTO | 6015 | TORQUE WRENCH | 69 | 86 | 93 | YES | NO | Check Range. Accredited ONLY Up to 250 FtLbs
PROTO | 6016 | TORQUE WRENCH | 69 | 86 | 93 | YES | NO | Check Range. Accredited ONLY Up to 250 FtLbs
PROTO | 6018 | TORQUE WRENCH | 69 | 86 | 93 | YES | NO | Check Range. Accredited ONLY Up to 250 FtLbs
PROTO | 6104 | TORQUE DRIVER | 69 | 86 | 93 | YES | NO | Check Range. Accredited ONLY Up to 250 FtLbs
PROTO | 6106 | TORQUE DRIVER | 69 | 86 | 93 | YES | NO | Check Range. Accredited ONLY Up to 250 FtLbs
PROTO | 6177 | TORQUE WRENCH | 69 | 86 | 93 | YES | NO | Check Range. Accredited ONLY Up to 250 FtLbs
PROTO | 42403 | MICROMETER | 69 | 86 | 93 | YES | NO | 3 INCH
PROTO | #000A | FEELER GAUGE | 117 | 146 | NA | NO | NO
PROTO | #000AA | FEELER GAUGE | 117 | 146 | NA | NO | NO
PROTO | #000N | FEELER GAUGE | 117 | 146 | NA | NO | NO
PROTO | 000TL | FEELER GAUGE SET | 117 | 146 | NA | NO | NO | 0.010-0.040 INCH
PROTO | 39825A | TORQUE WRENCH | 69 | 86 | 93 | YES | NO | Check Range. Accredited ONLY Up to 250 FtLbs
PROTO | 49859A | TORQUE WRENCH | 69 | 86 | 93 | YES | NO | Check Range. Accredited ONLY Up to 250 FtLbs
PROTO | 6000 Series (All Models) | TORQUE | 69 | 86 | 93 | YES | NO | Check Range. Accredited ONLY Up to 250 FtLbs
PROTO | 6005A | TORQUE WRENCH | 69 | 86 | 93 | YES | NO | Check Range. Accredited ONLY Up to 250 FtLbs
PROTO | 6005C | TORQUE WRENCH | 69 | 86 | 93 | YES | NO | Check Range. Accredited ONLY Up to 250 FtLbs
PROTO | 6006-4 | TORQUE WRENCH | 69 | 86 | 93 | YES | NO | Check Range. Accredited ONLY Up to 250 FtLbs
PROTO | 6006A | TORQUE WRENCH | 69 | 86 | 93 | YES | NO | Check Range. Accredited ONLY Up to 250 FtLbs
PROTO | 6006AB | TORQUE WRENCH | 69 | 86 | 93 | YES | NO | Check Range. Accredited ONLY Up to 250 FtLbs
PROTO | 6006C | TORQUE WRENCH | 69 | 86 | 93 | YES | NO | Check Range. Accredited ONLY Up to 250 FtLbs
PROTO | 6006CX | TORQUE WRENCH | 69 | 86 | 93 | YES | NO | Check Range. Accredited ONLY Up to 250 FtLbs
PROTO | 6006F | TORQUE WRENCH | 69 | 86 | 93 | YES | NO | Check Range. Accredited ONLY Up to 250 FtLbs
PROTO | 6008-4 | TORQUE WRENCH | 69 | 86 | 93 | YES | NO | Check Range. Accredited ONLY Up to 250 FtLbs
PROTO | 6008AB | TORQUE WRENCH | 69 | 86 | 93 | YES | NO | Check Range. Accredited ONLY Up to 250 FtLbs
PROTO | 6008C | TORQUE WRENCH | 69 | 86 | 93 | YES | NO | Check Range. Accredited ONLY Up to 250 FtLbs
PROTO | 6008CX | TORQUE WRENCH | 69 | 86 | 93 | YES | NO | Check Range. Accredited ONLY Up to 250 FtLbs
PROTO | 6012B | TORQUE WRENCH | 69 | 86 | 93 | YES | NO | Check Range. Accredited ONLY Up to 250 FtLbs
PROTO | 6012C | TORQUE WRENCH | 69 | 86 | 93 | YES | NO | Check Range. Accredited ONLY Up to 250 FtLbs
PROTO | 6014C | TORQUE WRENCH | 69 | 86 | 93 | YES | NO | Check Range. Accredited ONLY Up to 250 FtLbs
PROTO | 6014CX | TORQUE WRENCH | 69 | 86 | 93 | YES | NO | Check Range. Accredited ONLY Up to 250 FtLbs
PROTO | 6014F | TORQUE WRENCH | 69 | 86 | 93 | YES | NO | Check Range. Accredited ONLY Up to 250 FtLbs
PROTO | 6014NMC | TORQUE WRENCH | 69 | 86 | 93 | YES | NO | Check Range. Accredited ONLY Up to 250 FtLbs
PROTO | 6016B | TORQUE WRENCH | 69 | 86 | 93 | YES | NO | Check Range. Accredited ONLY Up to 250 FtLbs
PROTO | 6016C | TORQUE WRENCH | 69 | 86 | 93 | YES | NO | Check Range. Accredited ONLY Up to 250 FtLbs
PROTO | 6016CX | TORQUE WRENCH | 69 | 86 | 93 | YES | NO | Check Range. Accredited ONLY Up to 250 FtLbs
PROTO | 6016F | TORQUE WRENCH | 69 | 86 | 93 | YES | NO | Check Range. Accredited ONLY Up to 250 FtLbs
PROTO | 6017-1 | TORQUE WRENCH | 69 | 86 | NA | NO | NO | 600 FT LB
PROTO | 6018-1 | TORQUE WRENCH | 69 | 86 | 93 | YES | NO | Check Range. Accredited ONLY Up to 250 FtLbs
PROTO | 6020CX | TORQUE WRENCH | 69 | 86 | NA | NO | NO | 600 FT LB
PROTO | 6020NM | TORQUE WRENCH | 69 | 86 | NA | NO | NO | 800 NM
PROTO | 6022-1 | TORQUE WRENCH | 69 | 86 | NA | NO | NO | 140-700 FT LB
PROTO | 6060A | TORQUE WRENCH | 69 | 86 | 93 | YES | NO | Check Range. Accredited ONLY Up to 250 FtLbs
PROTO | 6061-5 | TORQUE WRENCH | 69 | 86 | 93 | YES | NO | Check Range. Accredited ONLY Up to 250 FtLbs
PROTO | 6061C | TORQUE WRENCH | 69 | 86 | 93 | YES | NO | Check Range. Accredited ONLY Up to 250 FtLbs
PROTO | 6062-2 | TORQUE WRENCH | 69 | 86 | 93 | YES | NO | Check Range. Accredited ONLY Up to 250 FtLbs
PROTO | 6062-5 | TORQUE WRENCH | 69 | 86 | 93 | YES | NO | Check Range. Accredited ONLY Up to 250 FtLbs
PROTO | 6062A | TORQUE WRENCH | 69 | 86 | 93 | YES | NO | Check Range. Accredited ONLY Up to 250 FtLbs
PROTO | 6062AB | TORQUE WRENCH | 69 | 86 | 93 | YES | NO | Check Range. Accredited ONLY Up to 250 FtLbs
PROTO | 6062C | TORQUE WRENCH | 69 | 86 | 93 | YES | NO | Check Range. Accredited ONLY Up to 250 FtLbs
PROTO | 6062CX | TORQUE WRENCH | 69 | 86 | 93 | YES | NO | Check Range. Accredited ONLY Up to 250 FtLbs
PROTO | 6062F | TORQUE WRENCH | 69 | 86 | 93 | YES | NO | Check Range. Accredited ONLY Up to 250 FtLbs
PROTO | 6063CX | TORQUE WRENCH | 69 | 86 | 93 | YES | NO | Check Range. Accredited ONLY Up to 250 FtLbs
PROTO | 6064A | TORQUE WRENCH | 69 | 86 | 93 | YES | NO | Check Range. Accredited ONLY Up to 250 FtLbs
PROTO | 6064C | TORQUE WRENCH | 69 | 86 | 93 | YES | NO | Check Range. Accredited ONLY Up to 250 FtLbs
PROTO | 6064F | TORQUE WRENCH | 69 | 86 | 93 | YES | NO | Check Range. Accredited ONLY Up to 250 FtLbs
PROTO | 6066-4 | TORQUE WRENCH | 69 | 86 | 93 | YES | NO | Check Range. Accredited ONLY Up to 250 FtLbs
PROTO | 6066A | TORQUE WRENCH | 69 | 86 | 93 | YES | NO | Check Range. Accredited ONLY Up to 250 FtLbs
PROTO | 6066C | TORQUE WRENCH | 69 | 86 | 93 | YES | NO | Check Range. Accredited ONLY Up to 250 FtLbs
PROTO | 6066F | TORQUE WRENCH | 69 | 86 | 93 | YES | NO | Check Range. Accredited ONLY Up to 250 FtLbs
PROTO | 6068B | TORQUE WRENCH | 69 | 86 | 93 | YES | NO | Check Range. Accredited ONLY Up to 250 FtLbs
PROTO | 6068C | TORQUE WRENCH | 69 | 86 | 93 | YES | NO | Check Range. Accredited ONLY Up to 250 FtLbs
PROTO | 6100 Series (All Models) | TORQUE | 69 | 86 | 93 | YES | NO | Check Range. Accredited ONLY Up to 250 FtLbs
PROTO | 6181A | TORQUE WRENCH | 69 | 86 | 93 | YES | NO | Check Range. Accredited ONLY Up to 250 FtLbs
PROTO | BLACK HAWK | TORQUE WRENCH | 69 | 86 | 93 | YES | NO | Check Range. Accredited ONLY Up to 250 FtLbs
PROTO | J6006C | TORQUE WRENCH | 69 | 86 | 93 | YES | NO | Check Range. Accredited ONLY Up to 250 FtLbs
PROTO | J6017B | TORQUE WRENCH | 69 | 86 | NA | NO | NO | 120-600 FT LB
PROTO | J6106A | TORQUE DRIVER | 69 | 86 | 93 | YES | NO | Check Range. Accredited ONLY Up to 250 FtLbs
PROTO | J6113NMF | TORQUE WRENCH | 69 | 86 | 93 | YES | NO | Check Range. Accredited ONLY Up to 250 FtLbs
PROTO | J6121AB | TORQUE WRENCH | 69 | 86 | 93 | YES | NO | Check Range. Accredited ONLY Up to 250 FtLbs
PROTO | J6121F | TORQUE WRENCH | 69 | 86 | 93 | YES | NO | 175 FT LB
PROTO | J6168F | TORQUE WRENCH | 69 | 86 | 93 | YES | NO | Check Range. Accredited ONLY Up to 250 FtLbs
PROTO | J6169F | TORQUE WRENCH | 69 | 86 | 93 | YES | NO | Check Range. Accredited ONLY Up to 250 FtLbs
PROTO | J6169NMF | TORQUE WRENCH | 69 | 86 | 93 | YES | NO | Check Range. Accredited ONLY Up to 250 FtLbs
PROTO | J6177F | TORQUE WRENCH | 69 | 86 | 93 | YES | NO | Check Range. Accredited ONLY Up to 250 FtLbs
PROTO | J6181F | TORQUE WRENCH | 69 | 86 | 93 | YES | NO | Check Range. Accredited ONLY Up to 250 FtLbs
PROTO | J6472 | TORQUE TESTER | 138 | 173 | NA | NO | NO
PROTO | P-60 | TORQUE WRENCH | 69 | 86 | 93 | YES | NO | Check Range. Accredited ONLY Up to 250 FtLbs
PRYM-DRITZ CORPORATION | 844 | RULER TAPE MEASURE | 69 | 86 | NA | NO | NO
PTC | 310C | TEMP METER SURFACE | 168 | 210 | NA | NO | NO
PTC INSTRUMENTS | 202 | DUROMETER | 83 | 104 | NA | NO | NO
PTC INSTRUMENTS | 408 | DUROMETER | 83 | 104 | NA | NO | NO
PTC INSTRUMENTS | 409 | DUROMETER | 83 | 104 | NA | NO | NO
PTC INSTRUMENTS | 302SL | DUROMETER | 83 | 104 | NA | NO | NO
PTC INSTRUMENTS | 306L | DUROMETER | 83 | 104 | NA | NO | NO
PTC INSTRUMENTS | 307L | DUROMETER | 83 | 104 | NA | NO | NO
PTC INSTRUMENTS | 312F | TEMP METER SURFACE THERMOMETER | 168 | 210 | NA | NO | NO | 250 DEG F
PTC INSTRUMENTS | 315F | TEMP METER SURFACE THERMOMETER | 168 | 210 | NA | NO | NO | 150 DEG F
PTEC | IN5110 | BENCH TOP IONIZER | 168 | 210 | NA | NO | NO
PYLE | PSL262X | DC POWER SUPPLY | 168 | 210 | 227 | YES | NO
PYRO MATION | KK48U-009-00-8HN34 | THERMOCOUPLE | 126 | 158 | 170 | YES | NO
PYRO MATION | KK48U-009-00-8HN93 | THERMOCOUPLE | 126 | 158 | 170 | YES | NO
PYRO MATION | KK48U-012-00-8HN93,I | THERMOCOUPLE | 126 | 158 | 170 | YES | NO
PYRO MATION | KK48U-018-00-8HN34 | THERMOCOUPLE | 126 | 158 | 170 | YES | NO
PYRO MATION | KK48U-018-00-8HN93 | THERMOCOUPLE | 126 | 158 | 170 | YES | NO
PYRO MATION | KK64U-024-00-8HN31 | THERMOCOUPLE | 126 | 158 | 170 | YES | NO
PYRO MATION | KK68U-024-00-8HN93 | THERMOCOUPLE | 126 | 158 | 170 | YES | NO
QSC | RMX2450 | AMPLIFIER LOW FREQUENCY | 252 | 315 | 340 | YES | NO | MU Vin & Vout Only. Gain Not Accred.
QSC | RMX2450A | POWER AMPLIFIER | 252 | 315 | 340 | YES | NO | MU Vin & Vout Only. Gain Not Accred.
QSC | RMX850A | POWER AMPLIFIER | 252 | 315 | 340 | YES | NO | MU Vin & Vout Only. Gain Not Accred.
Q-TECH | QCS-30 | SCALE | 124 | 155 | NA | NO | NO | 30 LB
Q-TRAN | 274620 | OVEN | 378 | 473 | 510 | YES | NO | CUSTOM OVEN
QUAD GROUP | SEBASTIAN-FIVE-A | PULL TESTER MATERIALS ADHESION | 311 | 389 | NA | NO | NO
QUADTECH | 1659 | LCR METER DIGIBRIDGE | 420 | 525 | NA | NO | NO
QUADTECH | 1865 | MEGOHMMETER IR TESTER | 252 | 315 | 340 | YES | NO
QUADTECH | 6000 | AC SAFETY ANALYZER | 294 | 368 | 397 | YES | NO
QUADTECH | 7600 | LCR METER DIGIBRIDGE | 420 | 525 | NA | NO | NO
QUADTECH | 1030S | HIPOT TESTER | 252 | 315 | 340 | YES | NO
QUADTECH | 1412-BC | DECADE CAPACITOR | 294 | 368 | NA | NO | NO | Same as GENERAL RADIO or IET
QUADTECH | 1868D | MEGOHMMETER | 252 | 315 | 340 | YES | NO
QUADTECH | 42006-3008 | DC POWER SUPPLY | 168 | 210 | 227 | YES | NO
QUADTECH | G1050 | GROUND BOND TESTER | 294 | 368 | 397 | YES | NO
QUADTECH | G10KV | HIPOT TESTER | 252 | 315 | 340 | YES | NO
QUADTECH | GUARDIAN 1030 | HIPOT TESTER | 252 | 315 | 340 | YES | NO
QUADTECH | GUARDIAN 5000 | AC SAFETY ANALYZER | 294 | 368 | 397 | YES | NO
QUADTECH | GUARDIAN 6000 | AC SAFETY ANALYZER | 294 | 368 | 397 | YES | NO
QUADTECH | S12 | RESISTANCE BOX | 109 | 136 | 147 | YES | NO
QUADTECH | S14-03 | RESISTANCE BOX | 109 | 136 | 147 | YES | NO
QUADTECH | SENTRY 10 | HIPOT TESTER | 252 | 315 | 340 | YES | NO
QUADTECH | SENTRY 20 PLUS | HIPOT TESTER | 252 | 315 | 340 | YES | NO
QUADTECH | SENTRY 25 | HIPOT TESTER | 252 | 315 | 340 | YES | NO
QUADTECH | SENTRY 30 | HIPOT TESTER | 252 | 315 | 340 | YES | NO
QUADTECH | SENTRY 30 PLUS | HIPOT TESTER | 252 | 315 | 340 | YES | NO
QUADTECH | SENTRY 50 | RESISTANCE TESTER GROUND | 294 | 368 | 397 | YES | NO
QUADTECH CHROMA | S14-03 | TEST FIXTURE | 109 | 136 | 147 | YES | NO
QUADTEK | SENTRY 20 | AC MARGIN TEST BOX | 109 | 136 | 147 | YES | NO
QUALITEST | MD-300S | DENSIMETER ELECTRONIC | 207 | 259 | NA | NO | NO
QUALITEST NORTH AMERICA | HR-150 | HARDNESS TESTER | 117 | 146 | NA | NO | NO
QUANTROL | 55453-0014 | TORQUE GAUGE | 69 | 86 | 93 | YES | NO | Check Range. Accredited ONLY Up to 250 FtLbs
QUANTROL | 55453-0055 | TORQUE GAUGE | 69 | 86 | 93 | YES | NO | Check Range. Accredited ONLY Up to 250 FtLbs
QUANTUM | 9522 | PULSE GENERATOR | 336 | 420 | NA | NO | NO
QUEST | 2900 | SOUND LEVEL METER | 168 | 210 | NA | NO | NO
QUEST | 2900/OB-100 | SOUND LEVEL METER & OCTAVE FILTER SET | 168 | 210 | NA | NO | NO
QUEST | AC-300 | SOUND LEVEL CALIBRATOR | 168 | 210 | NA | NO | NO | Some Models May have TUR<4:1
QUEST | EG5 | DOSIMETER | 168 | 210 | NA | NO | NO
QUEST | OB-100 | OCTAVE FILTER SET | 168 | NA | NA | NO | NO
QUEST | Q-300 | NOISE DOSIMETER | 168 | 210 | NA | NO | NO
QUEST | QC-10 | CALIBRATOR | 168 | 210 | NA | NO | NO | Some Models May have TUR<4:1
QUEST | SE | SOUND PRO (HANDHELD SOUND LEVEL METER) | 168 | 210 | NA | NO | NO
QUEST | SP SE-2-1/1 | SOUND LEVEL CALIBRATOR | 168 | 210 | NA | NO | NO | Some Models May have TUR<4:1
QUINCY LAB | 10-140 | OVEN | 378 | 473 | 510 | YES | NO | AMB to +94C
QUINCY LAB | 12-140E | OVEN | 378 | 473 | 510 | YES | NO | AMB to +94C
QUINCY LAB | 20AF | OVEN | 378 | 473 | 510 | YES | NO | AMB to +232C
QUINCY LAB | 20GC | OVEN | 378 | 473 | 510 | YES | NO | Accredited Up to +400oC
QUINCY LAB | 21-350 | OVEN | 378 | 473 | 510 | YES | NO | AMB to +232C
QUINCY LAB | 21-350ER | OVEN | 378 | 473 | 510 | YES | NO | AMB to +232C
QUINCY LAB | 30AFE-LT | OVEN | 378 | 473 | 510 | YES | NO | AMB to +232C
QUINCY LAB | 30GC | OVEN | 378 | 473 | 510 | YES | NO | AMB to +232C
QUINCY LAB | 31-350 | OVEN | 378 | 473 | 510 | YES | NO | AMB to +232C
QUINCY LAB | 51-550 | OVEN | 378 | 473 | 510 | YES | NO | AMB to +287.8C
R CHEK | RC2175 | RESISTANCE 4 POINT PROBE | 210 | 263 | NA | NO | NO | NA
R&D SPECIALTIES | 80TDS03-10NC | Conductivity Probe | 138 | 173 | NA | NO | NO
RACAL-DANA | 1992 | FREQ COUNTER | 210 | 263 | NA | NO | NO
RACAL-DANA | 5003 | DMM LABORATORY | 336 | 420 | 454 | YES | NO
RACE LOGIC | LS03 | GNSS SIMULATOR | 252 | 315 | NA | NO | NO
RADWAG | WLY | SCALE | 207 | 259 | NA | NO | NO
RADWAG | WPS 3100/C/1 | SCALE | 124 | 155 | NA | NO | NO | 3100 g
RADWAG | XA6214YMAPPLUS | SCALE | 207 | 259 | NA | NO | NO
RAININ | 2-20UL LTS | PIPETTE | 0 | 0 | NA | NO | NO | Price by Number of Channels See VARIOUS
RAININ | EDP3 100uL-1mL | PIPETTE | 0 | 0 | NA | NO | NO | Price by Number of Channels See VARIOUS
RAININ | L-10 XLS | PIPETTE | 0 | 0 | NA | NO | NO | Price by Number of Channels See VARIOUS
RAININ | L-1000 | PIPETTE | 0 | 0 | NA | NO | NO | Price by Number of Channels See VARIOUS
RAININ | L-1000 LITE | PIPETTE | 0 | 0 | NA | NO | NO | Price by Number of Channels See VARIOUS
RAININ | L-1000 XLS | PIPETTE | 0 | 0 | NA | NO | NO | Price by Number of Channels See VARIOUS
RAININ | L-2 | PIPETTE | 0 | 0 | NA | NO | NO | Price by Number of Channels See VARIOUS
RAININ | L-2 XLS | PIPETTE | 0 | 0 | NA | NO | NO | Price by Number of Channels See VARIOUS
RAININ | L-20 XLS | PIPETTE | 0 | 0 | NA | NO | NO | Price by Number of Channels See VARIOUS
RAININ | L-20 XLS LITE | PIPETTE | 0 | 0 | NA | NO | NO | Price by Number of Channels See VARIOUS
RAININ | L-200 | PIPETTE | 0 | 0 | NA | NO | NO | Price by Number of Channels See VARIOUS
RAININ | L-200 XLS | PIPETTE | 0 | 0 | NA | NO | NO | Price by Number of Channels See VARIOUS
RAININ | L8-20 XLS | PIPETTE | 0 | 0 | NA | NO | NO | Price by Number of Channels See VARIOUS
RAININ | LTS 20-200UL | PIPETTE | 0 | 0 | NA | NO | NO | Price By Number of Channels
RAININ | SL-200 | PIPETTE | 0 | 0 | NA | NO | NO | Price by Number of Channels See VARIOUS
RAMCO | 991.01F | TEMPERATURE CONTROLLER | 126 | 158 | 170 | YES | NO
RAMSCO | 1600 | CRIMPER | 69 | 86 | NA | NO | NO
RAMSCO | 268-TC1 | TEMP CONTROLLER | 126 | 158 | 170 | YES | NO
RAMSCO | 991.01F | TEMP CONTROLLER | 126 | 158 | 170 | YES | NO
RAMSCO (RAMCO) | 1600 | OVEN | 378 | 473 | 510 | YES | NO | CUSTOM OVEN
RAPALA | 0-50LB | SCALE | 124 | 155 | NA | NO | NO | 50 LB
RAPALA | 50LB | SCALE | 124 | 155 | NA | NO | NO | 50 LB
RAYCHEM | AD-1377 | CRIMPER | 69 | 86 | NA | NO | NO
RAYCHEM | TRACETEK TT-PTB-1000 | PORTABLE TEST BOX | 168 | 210 | NA | NO | NO
RAYCO | OMIS II | OPTICAL COMPARATOR | 276 | 345 | NA | NO | NO
RAYTEK | 5TC33 | IR THERMOMETER | 168 | 210 | NA | NO | NO
RAYTEK | MT | IR THERMOMETER | 168 | 210 | NA | NO | NO
RAYTEK | MT6 | IR THERMOMETER | 168 | 210 | NA | NO | NO
RAYTEK | RAYNGER ST | IR THERMOMETER | 168 | 210 | NA | NO | NO
RAYTEK | RAYNGER ST2L | IR THERMOMETER | 168 | 210 | NA | NO | NO
RAYTEK | ST PRO | IR THERMOMETER | 168 | 210 | NA | NO | NO
RAYTEK | ST20 | IR THERMOMETER | 168 | 210 | NA | NO | NO
RAYTEK | ST60 | IR THERMOMETER | 168 | 210 | NA | NO | NO
RAYTEK | ST80 | IR THERMOMETER | 168 | 210 | NA | NO | NO
RED LION | PAXD0010 | UNIVERSAL DC INPUT PANEL METER | 126 | 158 | NA | NO | NO
RED LION | PAXH0000 | AC VOLT/CURRENT INPUT PANEL METER | 126 | 158 | NA | NO | NO
RED LION | T16 | TEMPERATURE CONTROLLER | 126 | 158 | 170 | YES | NO
REED | MS2301 | CLAMP METER | 126 | 158 | 170 | YES | NO
REED | R5406 | CAPACITANCE DECADE BOX | 210 | 263 | NA | NO | NO
REED | R8050 | SOUND LEVEL METER | 168 | 210 | NA | NO | NO
REED | R8090 | SOUND LEVEL METER | 168 | 210 | NA | NO | NO
REED | SD-4207 | ANEMOMETER | 207 | 259 | NA | NO | NO
REED | VC14+ | PROCESS CALIBRATOR TEMPERATURE | 210 | 263 | 284 | YES | NO
REEDHOLM | 11629 | CMM CAP STD BOONTON | 294 | 368 | NA | NO | NO
REEDHOLM | 11631 | CAPACITOR 2 TERMINAL | 210 | 263 | NA | NO | NO
REEL-O-MATIC | 1700 | WIRE LENGTH METER | 173 | 216 | NA | NO | NO
REEL-O-MATIC | 3100 | WIRE LENGTH METER | 173 | 216 | NA | NO | NO
REEL-O-MATIC | 1700A | CABLE LENGTH METER | 173 | 216 | NA | NO | NO
REGAL | 1/2-13 UNC-2A | THREAD RING GAUGE GO NOGO | 69 | 86 | NA | NO | NO
REGAL | 1/2-13 UNC-2B | THREAD PLUG GAUGE GO NOGO | 69 | 86 | NA | NO | NO
REGAL | 1/2-20 UNF-2A | THREAD RING GAUGE GO | 69 | 86 | NA | NO | NO
REGAL | 1/4-18 NPT L-1 | THREAD PLUG GAUGE | 69 | 86 | NA | NO | NO
REGAL | 1/4-28 UNF-2A | THREAD RING GAUGE GO NOGO | 69 | 86 | NA | NO | NO
REGAL | 1/4-40 UNS-2B | THREAD PLUG GAUGE GO NOGO | 69 | 86 | NA | NO | NO
REGAL | 10-24 UNC-2A | THREAD RING GAUGE NOGO | 69 | 86 | NA | NO | NO
REGAL | 10-24 UNC-2B | THREAD PLUG GAUGE GO NOGO | 69 | 86 | NA | NO | NO
REGAL | 10-32 UNF-2B | THREAD PLUG GAUGE GO NOGO | 69 | 86 | NA | NO | NO
REGAL | 12-56 UNS-2B | THREAD PLUG GAUGE GO NOGO | 69 | 86 | NA | NO | NO
REGAL | 2-56 UNC-2A | THREAD RING GAUGE GO NOGO | 69 | 86 | NA | NO | NO
REGAL | 3/4-14 NPT L1 | THREAD PLUG GAUGE | 69 | 86 | NA | NO | NO
REGAL | 3/8-16 UNC 2B | THREAD PLUG GAUGE GO NOGO | 69 | 86 | NA | NO | NO
REGAL | 4-40 UNC-2A | THREAD RING GAUGE GO | 69 | 86 | NA | NO | NO
REGAL | 4-40 UNC-2B | THREAD PLUG GAUGE GO NOGO | 69 | 86 | NA | NO | NO
REGAL | 5/16-18 UNC-2A | THREAD RING GAUGE GO NOGO | 69 | 86 | NA | NO | NO
REGAL | 5/16-18 UNC-2B | THREAD PLUG GAUGE GO NOGO | 69 | 86 | NA | NO | NO
REGAL | 5/16-32 UNEF-2B | THREAD PLUG GAUGE GO NOGO | 69 | 86 | NA | NO | NO
REGAL | 6-40 UNF-2B | THREAD PLUG GAUGE GO NOGO | 69 | 86 | NA | NO | NO
REGAL | 8-32 UNC-3B | THREAD PLUG GAUGE GO NOGO | 69 | 86 | NA | NO | NO
REGAL | M16x1.5-6H | THREAD PLUG GAUGE GO NOGO | 69 | 86 | NA | NO | NO
REGAL | M4X0.7-6H | THREAD PLUG GAUGE GO NOGO | 69 | 86 | NA | NO | NO
REGAL | M5x.80 6H | THREAD PLUG GAUGE GO NOGO | 69 | 86 | NA | NO | NO
REGAL | M6x1.0-6H | THREAD PLUG GAUGE GO NOGO | 69 | 86 | NA | NO | NO
REGAL BELOIT | 1/4-28 UNF-2A | THREAD RING GAUGE GO NOGO | 69 | 86 | NA | NO | NO
REGAL BELOIT | 10-24 UNC-2A | THREAD RING GAUGE GO NOGO | 69 | 86 | NA | NO | NO
REGAL BELOIT | 13/16-20 UNEF-2A | THREAD RING GAUGE NOGO | 69 | 86 | NA | NO | NO
REGAL BELOIT | 2-8 UN-2B | THREAD PLUG GAUGE GO NOGO | 69 | 86 | NA | NO | NO
REGAL BELOIT | 3/8-16 UNC-2A | THREAD RING GAUGE GO NOGO | 69 | 86 | NA | NO | NO
REGAL BELOIT | 3/8-24 UNF-2A | THREAD RING GAUGE GO NOGO | 69 | 86 | NA | NO | NO
REGAL BELOIT | 4-40 UNC-2A | THREAD RING GAUGE GO NOGO | 69 | 86 | NA | NO | NO
REGAL BELOIT | 6-32 UNC-2A | THREAD RING GAUGE GO NOGO | 69 | 86 | NA | NO | NO
REGAL BELOIT | 8-32 UNC-2A | THREAD RING GAUGE GO NOGO | 69 | 86 | NA | NO | NO
REGAL BELOIT | 8-32 UNC-2B | THREAD PLUG GAUGE GO NOGO | 69 | 86 | NA | NO | NO
REGAL BELOIT | M3x0.5-6g | THREAD RING GAUGE GO NOGO | 69 | 86 | NA | NO | NO
REGAL BELOIT | M5X0.80 6G | THREAD RING GAUGE GO | 69 | 86 | NA | NO | NO
REGAL BELOIT | M6x1.0-6g | THREAD RING GAUGE NOGO | 69 | 86 | NA | NO | NO
REGAL BELOIT | M6x1.0-6H | THREAD PLUG GAUGE GO NOGO | 69 | 86 | NA | NO | NO
REGAL CUTTING TOOLS | 10-32 UNF 2A | THREAD RING GAUGE GO NOGO | 69 | 86 | NA | NO | NO
REGAL PREMIUM | 1/2-13 UNC-2A | THREAD SET PLUG GAUGE GO NOGO | 69 | 86 | NA | NO | NO
REGAL PREMIUM | 1/2-13 UNC-2B | THREAD PLUG GAUGE GO NOGO | 69 | 86 | NA | NO | NO
REGAL PREMIUM | 1/2-20 UNF-2A | THREAD SET PLUG GAUGE GO NOGO | 69 | 86 | NA | NO | NO
REGAL PREMIUM | 1/4-20 UNC-2B | THREAD PLUG GAUGE GO NOGO | 69 | 86 | NA | NO | NO
REGAL PREMIUM | 1/4-28 UNF-3B | THREAD PLUG GAUGE GO NOGO | 69 | 86 | NA | NO | NO
REGAL PREMIUM | 1/8-27 NPT L1 | THREAD PLUG GAUGE | 69 | 86 | NA | NO | NO
REGAL PREMIUM | 10-24 UNC-2B | THREAD PLUG GAUGE GO NOGO | 69 | 86 | NA | NO | NO
REGAL PREMIUM | 10-32 UNF-2B | THREAD PLUG GAUGE GO NOGO | 69 | 86 | NA | NO | NO
REGAL PREMIUM | 12-24 UNC-2B | THREAD PLUG GAUGE GO NOGO | 69 | 86 | NA | NO | NO
REGAL PREMIUM | 2-64 UNF-2B | THREAD PLUG GAUGE GO NOGO | 69 | 86 | NA | NO | NO
REGAL PREMIUM | 3/4-16 UNF-2B | THREAD PLUG GAUGE GO NOGO | 69 | 86 | NA | NO | NO
REGAL PREMIUM | 3/8-16 UNC-2B | THREAD PLUG GAUGE GO NOGO | 69 | 86 | NA | NO | NO
REGAL PREMIUM | 3/8-24 UNF-2A | THREAD SET PLUG GAUGE GO NOGO | 69 | 86 | NA | NO | NO
REGAL PREMIUM | 4-40 UNC-2B | THREAD PLUG GAUGE GO NOGO | 69 | 86 | NA | NO | NO
REGAL PREMIUM | 4-48 UNF-2B | THREAD PLUG GAUGE GO NOGO | 69 | 86 | NA | NO | NO
REGAL PREMIUM | 5/16-18 UNC-3B | THREAD PLUG GAUGE GO NOGO | 69 | 86 | NA | NO | NO
REGAL PREMIUM | 5/8-28 UN-2B | THREAD PLUG GAUGE GO NOGO | 69 | 86 | NA | NO | NO
REGAL PREMIUM | 6-32 UNC-2B | THREAD PLUG GAUGE GO NOGO | 69 | 86 | NA | NO | NO
REGAL PREMIUM | 8-32 UNC-2B | THREAD PLUG GAUGE GO NOGO | 69 | 86 | NA | NO | NO
REGAL PREMIUM | 9/16-18 UNF-3B | THREAD PLUG GAUGE GO NOGO | 69 | 86 | NA | NO | NO
REGAL PREMIUM | M2.5x0.45-6H | THREAD PLUG GAUGE GO NOGO | 69 | 86 | NA | NO | NO
REGAL PREMIUM | M3.5x0.6-6H | THREAD PLUG GAUGE GO NOGO | 69 | 86 | NA | NO | NO
REGAL PREMIUM | M3x0.5-6H | THREAD PLUG GAUGE GO NOGO | 69 | 86 | NA | NO | NO
REGAL PREMIUM | M4x0.7-6H | THREAD PLUG GAUGE GO NOGO | 69 | 86 | NA | NO | NO
REGAL PREMIUM | M5x0.8-6H | THREAD PLUG GAUGE GO NOGO | 69 | 86 | NA | NO | NO
REGAL PREMIUM | M6x1.0-6H | THREAD PLUG GAUGE GO NOGO | 69 | 86 | NA | NO | NO
REGAL PREMIUM | M8x1.25 6H | THREAD PLUG GAUGE GO NOGO | 69 | 86 | NA | NO | NO
REICHERT | 1400 | RULER GLASS SCALE | 173 | 216 | NA | NO | NO
REK | RK2670AM | HIPOT VOLTAGE TESTER | 252 | 315 | 340 | YES | NO
REK | RSG-17 | RF SIGNAL GENERATOR | 378 | 473 | NA | NO | NO | 150 MHZ
RENE | 8400K | MICROMETER OPTICAL | 69 | 86 | NA | NO | NO
RENISHAW | 25mm | CMM SPHERE | 90 | 113 | NA | NO | NO
REOTEMP INSTRUMENTS | 150465 | THERMOCOUPLE | 126 | 158 | 170 | YES | NO
REOTEMP INSTRUMENTS | 2245871 | THERMOCOUPLE | 126 | 158 | 170 | YES | NO
REX | 1500 | DUROMETER | 83 | 104 | NA | NO | NO
REX | 1600 | DUROMETER | 83 | 104 | NA | NO | NO
REX | 1700 | DUROMETER | 83 | 104 | NA | NO | NO
REX GAUGE CO. | 1700 A | DUROMETER | 83 | 104 | NA | NO | NO
RICE | 600psi | PRESSURE GAUGE | 69 | 86 | NA | NO | NO | 600 PSI
RICE LAKE | 1 lb. | WEIGHT STEEL | 83 | 104 | NA | NO | NO | 1 LB
RICE LAKE | 1 oz. | WEIGHT STEEL | 83 | 104 | NA | NO | NO | 1 OZ
RICE LAKE | 1KG | WEIGHT | 83 | 104 | NA | NO | NO
RICE LAKE | 2 oz. | WEIGHT STEEL | 83 | 104 | NA | NO | NO | 2 OZ
RICE LAKE | 4 oz. | WEIGHT STEEL | 83 | 104 | NA | NO | NO | 4 OZ
RICE LAKE WEIGHING SYSTEMS | 500G | WEIGHT | 83 | 104 | NA | NO | NO
RICE LAKE WEIGHING SYSTEMS | IQ+355-2A | SCALE | 0 | 0 | NA | NO | NO | Display - Price per transducer
RICELAKE | CP-50 | SCALE | 124 | 155 | NA | NO | NO | 50 LB
RICHMOND | CHECKER | ESD WRIST STRAP TESTER | 84 | 105 | NA | NO | NO
RICHMOND | CMG-3803 | ESD WRIST STRAP TESTER | 84 | 105 | NA | NO | NO
RICHMOND | RT-03 | ESD SURFACE RESISTANCE METER | 168 | 210 | 227 | YES | NO | MU on Res Rdgs <100 MW
RICHMOND | RT-3 | ESD WRIST STRAP TESTER | 84 | 105 | NA | NO | NO
RIDGEWAY | 25' | WHEEL INDICATOR | 104 | 130 | NA | NO | NO
RIEDON | RSN-100-50B | CURRENT SHUNT | 168 | 210 | NA | NO | NO
RIEKE | W-168 | TORQUE WRENCH | 69 | 86 | 93 | YES | NO | Check Range. Accredited ONLY Up to 250 FtLbs
RIFOCS | 255A | FIBER SOURCE | 210 | 263 | NA | NO | NO
RIFOCS | 255A-M80 | FIBER SOURCE | 210 | 263 | NA | NO | NO
RIFOCS | 255A-M90 | FIBER SOURCE | 210 | 263 | NA | NO | NO
RIFOCS | 255MT | FIBER SOURCE | 210 | 263 | NA | NO | NO
RIFOCS | 257A | 850NM FIBER SOURCE | 210 | 263 | NA | NO | NO
RIFOCS | 257A-M90 | FIBER SOURCE | 210 | 263 | NA | NO | NO
RIFOCS | 262A | FIBER SOURCE | 210 | 263 | NA | NO | NO
RIFOCS | 266A | 1550NM FIBER SOURCE | 210 | 263 | NA | NO | NO
RIFOCS | 555B | INGAS FIBER OPTIC DETECTOR | 210 | 263 | NA | NO | NO
RIFOCS | 556MT | FIBER OPTIC POWER METER | 210 | 263 | NA | NO | NO
RIFOCS | 557B | FIBER OPTIC POWER METER | 210 | 263 | NA | NO | NO
RIFOCS | 558B | FIBER OPTIC POWER METER | 210 | 263 | NA | NO | NO
RIFOCS | 571-2A | SILICON NIST DETECTOR | 210 | 263 | NA | NO | NO
RIFOCS | 575L | INGAS FIBER OPTIC DETECTOR | 210 | 263 | NA | NO | NO
RIFOCS | 577L | FIBER OPTIC POWER METER | 210 | 263 | NA | NO | NO
RIFOCS | 578L | FIBER OPTIC POWER METER | 210 | 263 | NA | NO | NO
RIFOCS | 585RL | FIBER RETURN LOSS TEST SET | 277 | 346 | NA | NO | NO
RIFOCS | 645R | 1300NM FIBER SOURCE TRIPLE | 210 | 263 | NA | NO | NO
RIFOCS | 655R | 1310NM FIBER SOURCE | 210 | 263 | NA | NO | NO
RIFOCS | 664R | 780NM FIBER SOURCE | 210 | 263 | NA | NO | NO
RIFOCS | 665R | FIBER SOURCE | 210 | 263 | NA | NO | NO
RIFOCS | 665R-PO | FIBER SOURCE | 210 | 263 | NA | NO | NO
RIFOCS | 666R | 1550NM FIBER SOURCE | 210 | 263 | NA | NO | NO
RIFOCS | 667R | 850 NM LED SOURCE | 210 | 263 | NA | NO | NO
RIFOCS | 668R | FIBER SOURCE | 210 | 263 | NA | NO | NO
RIFOCS | 675RE | FIBER OPTIC POWER METER | 210 | 263 | NA | NO | NO
RIFOCS | 676RE | FIBER OPTIC POWER METER 32CH | 378 | 473 | NA | NO | NO
RIFOCS | 677R | SILICON FIBER OPTIC DETECTOR | 210 | 263 | NA | NO | NO
RIFOCS | 677RE-H53 | SILICON FIBER OPTIC DETECTOR | 210 | 263 | NA | NO | NO
RIFOCS | 678R | SILICON FIBER OPTIC DETECTOR | 210 | 263 | NA | NO | NO
RIFOCS | 685MRL-106 | RETURN LOSS METER | 277 | 346 | NA | NO | NO
RIFOCS | 688RL | RETURN LOSS METER | 277 | 346 | NA | NO | NO
RIFOCS | 700R | CONTROLLER MODULE | 210 | 263 | NA | NO | NO
RIFOCS | 751R-850 | 850NM FIBER SOURCE | 210 | 263 | NA | NO | NO
RIFOCS | 752L | FIBER SOURCE DUAL | 210 | 263 | NA | NO | NO
RIFOCS | 761R | 1310NM FIBER SOURCE | 210 | 263 | NA | NO | NO
RIFOCS | 771R | INGAS FIBER OPTIC DETECTOR | 210 | 263 | NA | NO | NO
RIFOCS | 771R-SI | SILICON FIBER OPTIC DETECTOR | 210 | 263 | NA | NO | NO
RIFOCS | 772R | POWER METER | 210 | 263 | NA | NO | NO
RIFOCS | 773R | FIBER OPTIC POWER METER | 210 | 263 | NA | NO | NO
RIFOCS | 781RL-13/15 | FIBER RETURN LOSS TEST SET | 277 | 346 | NA | NO | NO
RIFOCS | L570-01 | INGAS FIBER OPTIC DETECTOR | 210 | 263 | NA | NO | NO
RIGEL | 277 | AC SAFETY ANALYZER | 294 | 368 | 397 | YES | NO
RIGOL | DG1022 | FUNCTION GENERATOR | 336 | 420 | NA | NO | NO
RIGOL | DG1022A | FUNCTION GENERATOR | 336 | 420 | NA | NO | NO
RIGOL | DG4162 | FUNCTION GENERATOR | 336 | 420 | NA | NO | NO
RIGOL | DM3058 | DMM BENCHTOP | 210 | 263 | 284 | YES | NO
RIGOL | DM3058E | 5 1/2 DIGIT MULTIMETER | 210 | 263 | 284 | YES | NO
RIGOL | DM3068 | 6 ½ Digit, DMM | 210 | 263 | 284 | YES | NO
RIGOL | DP1308A | DC POWER SUPPLY | 185 | 231 | 250 | YES | NO
RIGOL | DP811A | DC POWER SUPPLY | 185 | 231 | 250 | YES | NO
RIGOL | DS1052E | OSCILLOSCOPE PORTABLE | 252 | 315 | 340 | YES | NO | 0.05 GHZ
RIGOL | DS1054Z | OSCILLOSCOPE PORTABLE | 252 | 315 | 340 | YES | NO | 0.05 GHZ
RIGOL | DS1074B | OSCILLOSCOPE PORTABLE | 252 | 315 | 340 | YES | NO | 0.07 GHZ
RIGOL | DS1102D | OSCILLOSCOPE PORTABLE | 252 | 315 | 340 | YES | NO | 0.10 GHZ
RIGOL | DS1104B | OSCILLOSCOPE PORTABLE | 252 | 315 | 340 | YES | NO | 0.10 GHZ
RIGOL | DS1302CA | OSCILLOSCOPE PORTABLE | 252 | 315 | 340 | YES | NO | 0.30 GHZ
RIGOL | DS4012 | OSCILLOSCOPE PORTABLE | 252 | 315 | 340 | YES | NO | 0.10 GHZ
RIGOL | DS4034 | OSCILLOSCOPE PORTABLE | 252 | 315 | 340 | YES | NO | 0.35 GHZ
RIGOL | DSA1030A | RF SPECTRUM ANALYZER | 672 | 840 | NA | NO | NO | 3.00 GHz
RIGOL | DSA815 | RF SPECTRUM ANALYZER | 672 | 840 | NA | NO | NO | 1.50 GHz
RIGOL | DSA815-TG | Spectrum Analyzer | 672 | 840 | NA | NO | NO
RIGOL | MSO5204 | OSCILLOSCOPE | 252 | 315 | 340 | YES | NO | 0.20 GHZ
RIGOL | PVP3150 | PASSIVE PROBE | 126 | 158 | 170 | YES | NO
RIKEN KEIKI | SC-8000 | TOXIC GAS MONITOR | 0 | 0 | NA | NO | NO | Send to Vendor Only.
RINGMASTER | 1.5312 | RING GAUGE SETTING | 69 | 86 | NA | NO | NO | 1.5312 INCH
RINGMASTER | 0.2500" | RING GAUGE | 69 | 86 | NA | NO | NO
RINGMASTER | 0.3437" | RING GAUGE | 69 | 86 | NA | NO | NO
RINGMASTER | 0.5000" | RING GAUGE | 69 | 86 | NA | NO | NO
RINGMASTER | 0.5625" | RING GAUGE | 69 | 86 | NA | NO | NO
RINGMASTER | 0.7500" | RING GAUGE | 69 | 86 | NA | NO | NO
RINGMASTER | 0.8750" | RING GAUGE | 69 | 86 | NA | NO | NO
RINGMASTER | 1.0000" | RING GAUGE | 69 | 86 | NA | NO | NO | 1 INCH
RINGMASTER | 1.1250" | RING GAUGE | 69 | 86 | NA | NO | NO
RINGMASTER | 1.2500" | RING GAUGE | 69 | 86 | NA | NO | NO
RINGMASTER | 1.3750" | RING GAUGE | 69 | 86 | NA | NO | NO
RINGMASTER | 1.5000" | RING GAUGE | 69 | 86 | NA | NO | NO
RINGMASTER | 1.7500" | RING GAUGE | 69 | 86 | NA | NO | NO
RINGMASTER | 2.0000" | RING GAUGE | 69 | 86 | NA | NO | NO
RINGMASTER | 30-024-4 | RING GAUGE | 69 | 86 | NA | NO | NO | 0.625 INCH
RINGMASTER | 30-032-7 | RING GAUGE | 69 | 86 | NA | NO | NO | 0.8125 INCH
RINGMASTER | 30-046-7 | RING GAUGE | 69 | 86 | NA | NO | NO | 1.1875 INCH
RINGMASTER | 30-048-3 | RING GAUGE | 69 | 86 | NA | NO | NO | 1.25 INCH
RINGMASTER | 30-064-0 | RING GAUGE | 69 | 86 | NA | NO | NO | 1.6250 INCH
RINGMASTER | 30-078-0 | RING GAUGE | 69 | 86 | NA | NO | NO | 2 INCH
RINGMASTER | 9mm | RING GAUGE | 69 | 86 | NA | NO | NO | 9 mm
RION | NA-28 | SOUND LEVEL METER | 168 | 210 | NA | NO | NO
RITCHIE | YELLOW JACKET | PRESSURE GAUGE GAS | 69 | 86 | NA | NO | NO
ROBIC | OSLO | STOPWATCH | 126 | 158 | NA | NO | NO
ROBOTIC PROCESS SYSTEMS | CADENCE | OVEN STEAM AGING CHAMBER | 378 | 473 | 510 | YES | NO | Accredited Up to +400oC
ROD-L | M100AVS5 | HIPOT TESTER | 252 | 315 | 340 | YES | NO
ROD-L | M100AVS5-2.8-25 | HIPOT TESTER | 252 | 315 | 340 | YES | NO
ROD-L | M100AVS5-2.8-40 | HIPOT TESTER | 252 | 315 | 340 | YES | NO
ROD-L | M100AVS5-5.0-25 | HIPOT TESTER | 252 | 315 | 340 | YES | NO
ROD-L | M100BVS5 | HIPOT TESTER | 252 | 315 | 340 | YES | NO
ROD-L | M100DC | HIPOT TESTER | 252 | 315 | 340 | YES | NO
ROD-L | M150AC | HIPOT TESTER | 252 | 315 | 340 | YES | NO
ROD-L | M25 | RESISTANCE GROUND TESTER | 294 | 368 | 397 | YES | NO
ROHDE & SCHWARZ | 392.4017.04 | POWER REFLECTION METER | 252 | 315 | NA | NO | NO
ROHDE & SCHWARZ | ADS | FUNCTION GENERATOR | 336 | 420 | NA | NO | NO
ROHDE & SCHWARZ | CBT | COMMUNICATIONS TEST SET BLUETOOTH | 420 | 525 | NA | NO | NO
ROHDE & SCHWARZ | CMU200 | RF SIGNAL ANALYZER RADIO TEST SET | 840 | 1050 | NA | NO | NO
ROHDE & SCHWARZ | CMW270 | RF WIRELESS CONNECTIVITY TEST SET | 630 | 788 | NA | NO | NO
ROHDE & SCHWARZ | CMW500 | RF WIRELESS CONNECTIVITY TEST SET | 630 | 788 | NA | NO | NO
ROHDE & SCHWARZ | ESIB26 | RF SPECTRUM ANALYZER EMI TEST RECEIVER | 756 | 945 | NA | NO | NO | 26.5 GHZ
ROHDE & SCHWARZ | ESL6 | RF EMI TEST RECEIVER | 756 | 945 | NA | NO | NO
ROHDE & SCHWARZ | ESPI 3 | TEST RECEIVER, 9KHZ-3GHZ | 756 | 945 | NA | NO | NO
ROHDE & SCHWARZ | ESR7 | RF EMI TEST RECEIVER 7G | 756 | 945 | NA | NO | NO
ROHDE & SCHWARZ | ESU40 | EMI TEST RECEIVER 20HZ - 40GHZ | 1008 | 1260 | NA | NO | NO | 40.0 GHZ
ROHDE & SCHWARZ | FPC | RF SPECTRUM ANALYZER | 672 | 840 | NA | NO | NO
ROHDE & SCHWARZ | FPC1500 | Spectrum Analyzer,3GHz | 672 | 840 | NA | NO | NO
ROHDE & SCHWARZ | FPC-COM2 | RF SPECTRUM ANALYZER W VNA & SIG GEN | 798 | 998 | NA | NO | NO
ROHDE & SCHWARZ | FPL1007 | SPECTRUM ANALYZER | 672 | 840 | NA | NO | NO | 7.5 GHz
ROHDE & SCHWARZ | FSEA | RF SPECTRUM ANALYZER | 672 | 840 | NA | NO | NO
ROHDE & SCHWARZ | FSEA30 | RF SPECTRUM ANALYZER | 672 | 840 | NA | NO | NO
ROHDE & SCHWARZ | FSEB20 | RF SPECTRUM ANALYZER | 672 | 840 | NA | NO | NO
ROHDE & SCHWARZ | FSEB30 | RF SPECTRUM ANALYZER | 672 | 840 | NA | NO | NO
ROHDE & SCHWARZ | FSEM | RF SPECTRUM ANALYZER | 672 | 840 | NA | NO | NO
ROHDE & SCHWARZ | FSEM20 | RF SPECTRUM ANALYZER | 672 | 840 | NA | NO | NO
ROHDE & SCHWARZ | FSEM30 | RF SPECTRUM ANALYZER | 672 | 840 | NA | NO | NO
ROHDE & SCHWARZ | FSH3 | HANDHELD SPECTRUM ANALYZER | 672 | 840 | NA | NO | NO
ROHDE & SCHWARZ | FSH-Z2 | VSWR BRIDGE AND POWER DIVIDER | 420 | 525 | NA | NO | NO
ROHDE & SCHWARZ | FSIQ26 | RF SIGNAL ANALYZER VECTOR | 756 | 945 | NA | NO | NO | 26.5 GHZ
ROHDE & SCHWARZ | FSIQ7 | RF SIGNAL ANALYZER | 756 | 945 | NA | NO | NO
ROHDE & SCHWARZ | FSL18 | RF SPECTRUM ANALYZER | 672 | 840 | NA | NO | NO | 18.0 GHz
ROHDE & SCHWARZ | FSL6 | RF SPECTRUM ANALYZER | 672 | 840 | NA | NO | NO
ROHDE & SCHWARZ | FSP13 | RF SPECTRUM ANALYZER | 672 | 840 | NA | NO | NO
ROHDE & SCHWARZ | FSP7 | RF SPECTRUM ANALYZER | 672 | 840 | NA | NO | NO
ROHDE & SCHWARZ | FSQ26 | RF SIGNAL ANALYZER | 756 | 945 | NA | NO | NO
ROHDE & SCHWARZ | FSQ8 | RF SIGNAL ANALYZER | 756 | 945 | NA | NO | NO
ROHDE & SCHWARZ | FSU26 | RF SPECTRUM ANALYZER | 672 | 840 | NA | NO | NO
ROHDE & SCHWARZ | FSU8 | RF SPECTRUM ANALYZER | 672 | 840 | NA | NO | NO
ROHDE & SCHWARZ | FSV | SIGNAL ANALYZER | 756 | 945 | NA | NO | NO
ROHDE & SCHWARZ | FSV13 | SIGNAL ANALYZER | 756 | 945 | NA | NO | NO
ROHDE & SCHWARZ | FSV30 | SIGNAL ANALYZER | 756 | 945 | NA | NO | NO
ROHDE & SCHWARZ | FSV3013 | SIGNAL ANALYZER | 756 | 945 | NA | NO | NO
ROHDE & SCHWARZ | FSV3030 | SIGNAL ANALYZER | 1008 | 1260 | NA | NO | NO
ROHDE & SCHWARZ | FSV3044 | SIGNAL & SPECTRUM ANALYZER 44 GHZ | 1008 | 1260 | NA | NO | NO
ROHDE & SCHWARZ | FSVR30 | RF SPECTRUM ANALYZER | 672 | 840 | NA | NO | NO | 30.0 GHz
ROHDE & SCHWARZ | FSW | SIGNAL ANALYZER | 0 | 0 | NA | NO | NO | Price By Frequency Range
ROHDE & SCHWARZ | FSW13 | SIGNAL ANALYZER 13.5 GHZ | 756 | 945 | NA | NO | NO | 13.5 GHZ
ROHDE & SCHWARZ | FSW26 | SIGNAL ANALYZER 26.5 GHZ | 756 | 945 | NA | NO | NO | 26.5 GHZ
ROHDE & SCHWARZ | FSW43 | SIGNAL ANALYZER 43.5 GHZ | 1008 | 1260 | NA | NO | NO | LIM CAL: TESTED TO 40 GHZ
ROHDE & SCHWARZ | FSW50 | SIGNAL ANALYZER 50 GHZ | 1008 | 1260 | NA | NO | NO | LIM CAL: TESTED TO 40 GHZ
ROHDE & SCHWARZ | FSW67 | SIGNAL ANALYZER 67 GHZ | 0 | 0 | NA | NO | NO | Vendor Only - 85 GHz Freq Range
ROHDE & SCHWARZ | FSW8 | SIGNAL ANALYZER 8 GHZ | 756 | 945 | NA | NO | NO | 8.0 GHZ
ROHDE & SCHWARZ | FSW85 | SIGNAL ANALYZER 85 GHz | 0 | 0 | NA | NO | NO | Vendor Only - 85 GHz Freq Range
ROHDE & SCHWARZ | FSWP8 | PHASE NOISE ANALYZER | 1512 | 1890 | NA | NO | NO
ROHDE & SCHWARZ | HMP4040 | POWER SUPPLY | 185 | 231 | 250 | YES | NO
ROHDE & SCHWARZ | HZ-14 | NEAR FIELD PROBE | 0 | 0 | NA | NO | NO | Vendor Only
ROHDE & SCHWARZ | HZ-15 | NEAR FIELD PROBE | 0 | 0 | NA | NO | NO | Vendor Only
ROHDE & SCHWARZ | HZ-16 | RF PREAMPLIFIER | 168 | 210 | NA | NO | NO
ROHDE & SCHWARZ | NAP-Z7 | POWER HEAD | 294 | 368 | NA | NO | NO
ROHDE & SCHWARZ | NGM01 | DC POWER SUPPLY PRECISION SOURCE | 336 | 420 | 454 | YES | NO
ROHDE & SCHWARZ | NGP802 | DC POWER SUPPLY | 185 | 231 | 250 | YES | NO
ROHDE & SCHWARZ | NGP804 | DC POWER SUPPLY | 185 | 231 | 250 | YES | NO
ROHDE & SCHWARZ | NGP822 | DC POWER SUPPLY | 185 | 231 | 250 | YES | NO
ROHDE & SCHWARZ | NGP824 | DC POWER SUPPLY | 185 | 231 | 250 | YES | NO
ROHDE & SCHWARZ | NRP | RF POWER METER | 252 | 315 | NA | NO | NO
ROHDE & SCHWARZ | NRP50S | 50 GHZ POWER SENSOR | 0 | 0 | NA | NO | NO | Vendor - 50 GHz
ROHDE & SCHWARZ | NRP50SN | 3-PATH DIODE POWER SENSOR | 0 | 0 | NA | NO | NO | Vendor - 50 GHz
ROHDE & SCHWARZ | NRP8S | 3-PATH DIODE POWER SENSOR | 294 | 368 | NA | NO | NO | 8 GHz
ROHDE & SCHWARZ | NRP-Z11 | SMART SENSOR | 294 | 368 | NA | NO | NO | 8 GHz
ROHDE & SCHWARZ | NRP-Z22 |  | 294 | 368 | NA | NO | NO | 18 GHz
ROHDE & SCHWARZ | NRP-Z91 | RF POWER SENSOR | 294 | 368 | NA | NO | NO | 6 GHz
ROHDE & SCHWARZ | NRT | POWER REFLECTOR METER | 252 | 315 | NA | NO | NO
ROHDE & SCHWARZ | NRVD | POWER METER | 252 | 315 | NA | NO | NO
ROHDE & SCHWARZ | NRVS | RF POWER METER | 252 | 315 | NA | NO | NO
ROHDE & SCHWARZ | NRV-Z4 | DIODE POWER SENSOR | 294 | 368 | NA | NO | NO | 6 GHz
ROHDE & SCHWARZ | NRV-Z5 | RF POWER SENSOR | 294 | 368 | NA | NO | NO | 6 GHz
ROHDE & SCHWARZ | RTB2002 + RTB-B06 | OSCILLOSCOPE PORTABLE | 378 | 473 | 510 | YES | NO | 0.30 GHZ - AFG Not Accredited
ROHDE & SCHWARZ | RTB2002 + RTB-B221 | OSCILLOSCOPE PORTABLE | 252 | 315 | 340 | YES | NO | 0.10 GHZ
ROHDE & SCHWARZ | RTB2002 + RTB-B222 | OSCILLOSCOPE PORTABLE | 252 | 315 | 340 | YES | NO | 0.20 GHZ
ROHDE & SCHWARZ | RTB2002 + RTB-B223 | OSCILLOSCOPE PORTABLE | 252 | 315 | 340 | YES | NO | 0.30 GHZ
ROHDE & SCHWARZ | RTB2002 + RTB-B22x | OSCILLOSCOPE PORTABLE | 252 | 315 | 340 | YES | NO | 0.10 GHZ
ROHDE & SCHWARZ | RTB2002 + RTB-B22x + RTB-B06 | OSCILLOSCOPE PORTABLE | 378 | 473 | 510 | YES | NO | 0.20 GHZ - AFG Not Accredited
ROHDE & SCHWARZ | RTB2002 NO OPT | OSCILLOSCOPE PORTABLE | 252 | 315 | 340 | YES | NO | 0.07 GHZ
ROHDE & SCHWARZ | RTB2004 + RTB-B06 | OSCILLOSCOPE PORTABLE | 378 | 473 | 510 | YES | NO | 0.30 GHZ - AFG Not Accredited
ROHDE & SCHWARZ | RTB2004 + RTB-B241 | OSCILLOSCOPE PORTABLE | 252 | 315 | 340 | YES | NO | 0.10 GHZ
ROHDE & SCHWARZ | RTB2004 + RTB-B242 | OSCILLOSCOPE PORTABLE | 252 | 315 | 340 | YES | NO | 0.20 GHZ
ROHDE & SCHWARZ | RTB2004 + RTB-B243 | OSCILLOSCOPE PORTABLE | 252 | 315 | 340 | YES | NO | 0.30 GHZ
ROHDE & SCHWARZ | RTB2004 + RTB-B24x | OSCILLOSCOPE PORTABLE | 252 | 315 | 340 | YES | NO | 0.10 GHZ
ROHDE & SCHWARZ | RTB2004 + RTB-B24x + RTB-B06 | OSCILLOSCOPE PORTABLE | 378 | 473 | 510 | YES | NO | 0.20 GHZ - AFG Not Accredited
ROHDE & SCHWARZ | RTB2004 NO OPT | OSCILLOSCOPE PORTABLE | 252 | 315 | 340 | YES | NO | 0.07 GHZ
ROHDE & SCHWARZ | RTE1022 | OSCILLOSCOPE PORTABLE | 252 | 315 | 340 | YES | NO | 0.20 GHZ
ROHDE & SCHWARZ | RTE1024 | OSCILLOSCOPE PORTABLE | 252 | 315 | 340 | YES | NO | 0.20 GHZ
ROHDE & SCHWARZ | RTE1032 | OSCILLOSCOPE PORTABLE | 252 | 315 | 340 | YES | NO | 0.35 GHZ
ROHDE & SCHWARZ | RTE1034 | OSCILLOSCOPE PORTABLE | 252 | 315 | 340 | YES | NO | 0.35 GHZ
ROHDE & SCHWARZ | RTE1052 | OSCILLOSCOPE PORTABLE | 252 | 315 | 340 | YES | NO | 0.50 GHZ
ROHDE & SCHWARZ | RTE1054 | OSCILLOSCOPE PORTABLE | 252 | 315 | 340 | YES | NO | 0.50 GHZ
ROHDE & SCHWARZ | RTE1102 | OSCILLOSCOPE PORTABLE | 420 | 525 | 567 | YES | NO | 01.0 GHZ
ROHDE & SCHWARZ | RTE1104 | OSCILLOSCOPE PORTABLE | 420 | 525 | 567 | YES | NO | 01.0 GHZ
ROHDE & SCHWARZ | RTE1152 | OSCILLOSCOPE PORTABLE | 462 | 578 | NA | NO | NO | 01.5 GHZ
ROHDE & SCHWARZ | RTE1154 | OSCILLOSCOPE PORTABLE | 462 | 578 | NA | NO | NO | 01.5 GHZ
ROHDE & SCHWARZ | RTE1202 | OSCILLOSCOPE PORTABLE | 462 | 578 | NA | NO | NO | 02.0 GHZ
ROHDE & SCHWARZ | RTE1204 | OSCILLOSCOPE PORTABLE | 462 | 578 | NA | NO | NO | 02.0 GHZ
ROHDE & SCHWARZ | RTM1052 | OSCILLOSCOPE PORTABLE | 252 | 315 | 340 | YES | NO | 0.50 GHZ
ROHDE & SCHWARZ | RTM1054 | OSCILLOSCOPE PORTABLE | 252 | 315 | 340 | YES | NO | 0.50 GHZ
ROHDE & SCHWARZ | RTM2032 | OSCILLOSCOPE PORTABLE | 252 | 315 | 340 | YES | NO | 0.35 GHZ
ROHDE & SCHWARZ | RTM2034 | OSCILLOSCOPE PORTABLE | 252 | 315 | 340 | YES | NO | 0.35 GHZ
ROHDE & SCHWARZ | RTM2052 | OSCILLOSCOPE PORTABLE | 252 | 315 | 340 | YES | NO | 0.50 GHZ
ROHDE & SCHWARZ | RTM2054 | OSCILLOSCOPE PORTABLE | 252 | 315 | 340 | YES | NO | 0.50 GHZ
ROHDE & SCHWARZ | RTM3004 | OSCILLOSCOPE PORTABLE | 252 | 315 | 340 | YES | NO
ROHDE & SCHWARZ | RTO1002 | OSCILLOSCOPE BENCHTOP | 420 | 525 | 567 | YES | NO | 0.60 GHZ
ROHDE & SCHWARZ | RTO1004 | OSCILLOSCOPE BENCHTOP | 420 | 525 | 567 | YES | NO | 0.60 GHZ
ROHDE & SCHWARZ | RTO1012 | OSCILLOSCOPE BENCHTOP | 420 | 525 | 567 | YES | NO | 01.0 GHZ
ROHDE & SCHWARZ | RTO1014 | OSCILLOSCOPE BENCHTOP | 420 | 525 | 567 | YES | NO | 01.0 GHZ
ROHDE & SCHWARZ | RTO1022 | OSCILLOSCOPE BENCHTOP | 462 | 578 | NA | NO | NO | 02.0 GHZ
ROHDE & SCHWARZ | RTO1024 | OSCILLOSCOPE BENCHTOP | 462 | 578 | NA | NO | NO | 02.0 GHZ
ROHDE & SCHWARZ | RTO1044 | OSCILLOSCOPE BENCHTOP | 504 | 630 | NA | NO | NO | 04.0 GHZ
ROHDE & SCHWARZ | RTO2002 | OSCILLOSCOPE BENCHTOP | 420 | 525 | 567 | YES | NO | 0.60 GHZ
ROHDE & SCHWARZ | RTO2004 | OSCILLOSCOPE BENCHTOP | 420 | 525 | 567 | YES | NO | 0.60 GHZ
ROHDE & SCHWARZ | RTO2012 | OSCILLOSCOPE BENCHTOP | 420 | 525 | 567 | YES | NO | 01.0 GHZ
ROHDE & SCHWARZ | RTO2014 | OSCILLOSCOPE BENCHTOP | 420 | 525 | 567 | YES | NO | 01.0 GHZ
ROHDE & SCHWARZ | RTO2022 | OSCILLOSCOPE BENCHTOP | 462 | 578 | NA | NO | NO | 02.0 GHZ
ROHDE & SCHWARZ | RTO2024 | OSCILLOSCOPE BENCHTOP | 462 | 578 | NA | NO | NO | 02.0 GHZ
ROHDE & SCHWARZ | RTO2032 | OSCILLOSCOPE BENCHTOP | 462 | 578 | NA | NO | NO | 03.0 GHZ
ROHDE & SCHWARZ | RTO2034 | OSCILLOSCOPE BENCHTOP | 462 | 578 | NA | NO | NO | 03.0 GHZ
ROHDE & SCHWARZ | RTO2044 | OSCILLOSCOPE BENCHTOP | 504 | 630 | NA | NO | NO | 04.0 GHZ
ROHDE & SCHWARZ | RTO2064 | OSCILLOSCOPE BENCHTOP | 504 | 630 | NA | NO | NO | 06.0 GHZ
ROHDE & SCHWARZ | RT-ZC20B | OSCILLOSCOPE PROBE CURRENT | 168 | 210 | NA | NO | NO | Customer Must Provide Oscilloscope
ROHDE & SCHWARZ | RT-ZD02 | DIFFERENTIAL PROBE | 168 | 210 | NA | NO | NO | Customer Must Provide Oscilloscope
ROHDE & SCHWARZ | RT-ZD30 | PROBE | 168 | 210 | NA | NO | NO | Customer Must Provide Oscilloscope
ROHDE & SCHWARZ | RT-ZD40 | DIFFERENTIAL ACTIVE PROBE | 168 | 210 | NA | NO | NO | Customer Must Provide Oscilloscope
ROHDE & SCHWARZ | RT-ZF1 | USB 2.0 FIXTURE SET | 0 | 0 | NA | NO | NO | No Calibration Required
ROHDE & SCHWARZ | RT-ZS10 | OSCILLOSCOPE PROBE | 168 | 210 | NA | NO | NO | Customer Must Provide Oscilloscope
ROHDE & SCHWARZ | RT-ZS10E | OSCILLOSCOPE PROBE | 168 | 210 | NA | NO | NO | Customer Must Provide Oscilloscope
ROHDE & SCHWARZ | RT-ZS10L | OSCILLOSCOPE PROBE | 168 | 210 | NA | NO | NO | Customer Must Provide Oscilloscope
ROHDE & SCHWARZ | RT-ZS20 | OSCILLOSCOPE PROBE | 168 | 210 | NA | NO | NO | Customer Must Provide Oscilloscope
ROHDE & SCHWARZ | RT-ZS30 | OSCILLOSCOPE PROBE | 168 | 210 | NA | NO | NO | Customer Must Provide Oscilloscope
ROHDE & SCHWARZ | RT-ZS40 | OSCILLOSCOPE PROBE | 168 | 210 | NA | NO | NO | Customer Must Provide Oscilloscope
ROHDE & SCHWARZ | SFU | BROADCAST TEST SYSTEM | 588 | 735 | NA | NO | NO
ROHDE & SCHWARZ | SMA100A | SIGNAL GENERATOR | 0 | 0 | NA | NO | NO | Use Frequency Range 3 GHz or 6 GHz
ROHDE & SCHWARZ | SMA100A 3 GHz | RF SIGNAL GENERATOR | 588 | 735 | NA | NO | NO | 3.0 GHZ
ROHDE & SCHWARZ | SMA100A 6 GHz | RF SIGNAL GENERATOR | 630 | 788 | NA | NO | NO | 6.0 GHZ
ROHDE & SCHWARZ | SMA100B | SIGNAL GENERATOR | 0 | 0 | NA | NO | NO | Price Based on Option
ROHDE & SCHWARZ | SMA100B OPT B103 | SIGNAL GENERATOR | 588 | 735 | NA | NO | NO | 3.0 GHz
ROHDE & SCHWARZ | SMA100B OPT B106 | SIGNAL GENERATOR | 630 | 788 | NA | NO | NO | 6.0 GHz
ROHDE & SCHWARZ | SMA100B OPT B112 | SIGNAL GENERATOR | 840 | 1050 | NA | NO | NO | 12.75 GHz
ROHDE & SCHWARZ | SMA100B OPT B120 | SIGNAL GENERATOR | 840 | 1050 | NA | NO | NO | 20.0 GHz
ROHDE & SCHWARZ | SMB100A | RF SIGNAL GENERATOR | 0 | 0 | NA | NO | NO | Price Based on Option
ROHDE & SCHWARZ | SMB100A OPT B101 | SIGNAL GENERATOR | 588 | 735 | NA | NO | NO | 1.0 GHz
ROHDE & SCHWARZ | SMB100A OPT B101L | SIGNAL GENERATOR | 672 | 840 | NA | NO | NO | 1.0 GHz
ROHDE & SCHWARZ | SMB100A OPT B102 | SIGNAL GENERATOR | 588 | 735 | NA | NO | NO | 2.0 GHz
ROHDE & SCHWARZ | SMB100A OPT B102L | SIGNAL GENERATOR | 672 | 840 | NA | NO | NO | 2.0 GHz
ROHDE & SCHWARZ | SMB100A OPT B103 | SIGNAL GENERATOR | 588 | 735 | NA | NO | NO | 3.0 GHz
ROHDE & SCHWARZ | SMB100A OPT B103L | SIGNAL GENERATOR | 672 | 840 | NA | NO | NO | 3.0 GHz
ROHDE & SCHWARZ | SMB100A OPT B106 | SIGNAL GENERATOR | 630 | 788 | NA | NO | NO | 6.0 GHz
ROHDE & SCHWARZ | SMB100A OPT B106L | SIGNAL GENERATOR | 714 | 893 | NA | NO | NO | 6.0 GHz
ROHDE & SCHWARZ | SMB100A OPT B112 | SIGNAL GENERATOR | 840 | 1050 | NA | NO | NO | 12.75 GHz
ROHDE & SCHWARZ | SMB100A OPT B112L | SIGNAL GENERATOR | 840 | 1050 | NA | NO | NO | 12.75 GHz
ROHDE & SCHWARZ | SMB100A OPT B120 | SIGNAL GENERATOR | 840 | 1050 | NA | NO | NO | 20.0 GHz
ROHDE & SCHWARZ | SMB100A OPT B120L | SIGNAL GENERATOR | 840 | 1050 | NA | NO | NO | 20.0 GHz
ROHDE & SCHWARZ | SMB100A OPT B140 | SIGNAL GENERATOR | 1050 | 1313 | NA | NO | NO | 40.0 GHz
ROHDE & SCHWARZ | SMB100A OPT B140L | SIGNAL GENERATOR | 1050 | 1313 | NA | NO | NO | 40.0 GHz
ROHDE & SCHWARZ | SMB100B | SIGNAL GENERATOR | 0 | 0 | NA | NO | NO | Price Based on Option
ROHDE & SCHWARZ | SMB100B OPT B101 | SIGNAL GENERATOR | 588 | 735 | NA | NO | NO | 1.0 GHz
ROHDE & SCHWARZ | SMB100B OPT B103 | SIGNAL GENERATOR | 588 | 735 | NA | NO | NO | 3.0 GHz
ROHDE & SCHWARZ | SMB100B OPT B106 | SIGNAL GENERATOR | 630 | 788 | NA | NO | NO | 6.0 GHz
ROHDE & SCHWARZ | SMBV100A | RF SIGNAL GENERATOR VECTOR | 0 | 0 | NA | NO | NO | Price Based on Option
ROHDE & SCHWARZ | SMBV100A OPT B103 | SIGNAL GENERATOR | 588 | 735 | NA | NO | NO | 3.0 GHz
ROHDE & SCHWARZ | SMBV100A OPT B106 | SIGNAL GENERATOR | 630 | 788 | NA | NO | NO | 6.0 GHz
ROHDE & SCHWARZ | SMBV100B | RF SIGNAL GENERATOR VECTOR | 0 | 0 | NA | NO | NO | Price Based on Option
ROHDE & SCHWARZ | SMBV100B OPT B103 | SIGNAL GENERATOR | 588 | 735 | NA | NO | NO | 3.0 GHz
ROHDE & SCHWARZ | SMBV100B OPT B106 | SIGNAL GENERATOR | 630 | 788 | NA | NO | NO | 6.0 GHz
ROHDE & SCHWARZ | SMF100A | RF SIGNAL GENERATOR | 588 | 735 | NA | NO | NO
ROHDE & SCHWARZ | SMHU | RF SIGNAL GENERATOR | 588 | 735 | NA | NO | NO
ROHDE & SCHWARZ | SMIQ03 | RF SIGNAL GENERATOR VECTOR | 588 | 735 | NA | NO | NO
ROHDE & SCHWARZ | SMIQ03B | RF SIGNAL GENERATOR | 588 | 735 | NA | NO | NO
ROHDE & SCHWARZ | SMIQ03HD | RF SIGNAL GENERATOR VECTOR | 588 | 735 | NA | NO | NO
ROHDE & SCHWARZ | SMIQ04B | RF SIGNAL GENERATOR VECTOR | 630 | 788 | NA | NO | NO | 4.4 GHz
ROHDE & SCHWARZ | SMIQ06ATE | RF SIGNAL GENERATOR | 630 | 788 | NA | NO | NO
ROHDE & SCHWARZ | SMIQ06B | RF SIGNAL GENERATOR | 630 | 788 | NA | NO | NO
ROHDE & SCHWARZ | SMIQ06L | RF SIGNAL GENERATOR | 630 | 788 | NA | NO | NO
ROHDE & SCHWARZ | SML01 | RF SIGNAL GENERATOR | 588 | 735 | NA | NO | NO | 1.00 GHZ
ROHDE & SCHWARZ | SML02 | RF SIGNAL GENERATOR | 588 | 735 | NA | NO | NO | 2.0 GHZ
ROHDE & SCHWARZ | SML03 | RF SIGNAL GENERATOR | 588 | 735 | NA | NO | NO | 3.0 GHZ
ROHDE & SCHWARZ | SMT02 | RF SIGNAL GENERATOR | 588 | 735 | NA | NO | NO
ROHDE & SCHWARZ | SMT03 | RF SIGNAL GENERATOR | 588 | 735 | NA | NO | NO
ROHDE & SCHWARZ | SMU200A 2.2 or 3 GHz | RF SIGNAL GENERATOR VECTOR | 672 | 840 | NA | NO | NO
ROHDE & SCHWARZ | SMU200A 4 or 6 GHz | RF SIGNAL GENERATOR VECTOR | 714 | 893 | NA | NO | NO
ROHDE & SCHWARZ | SMV03 | VECTOR SIGNAL GENERATOR | 588 | 735 | NA | NO | NO
ROHDE & SCHWARZ | SMW200A | RF SIGNAL GENERATOR VECTOR | 0 | 0 | NA | NO | NO | Price Based on Option
ROHDE & SCHWARZ | SMW200A OPT B103 | SIGNAL GENERATOR | 588 | 735 | NA | NO | NO | 3.0 GHz
ROHDE & SCHWARZ | SMW200A OPT B106 | SIGNAL GENERATOR | 630 | 788 | NA | NO | NO | 6.0 GHz
ROHDE & SCHWARZ | SMW200A OPT B112 | SIGNAL GENERATOR | 840 | 1050 | NA | NO | NO | 12.75 GHz
ROHDE & SCHWARZ | SMW200A OPT B120 | SIGNAL GENERATOR | 840 | 1050 | NA | NO | NO | 20.0 GHz
ROHDE & SCHWARZ | SMW200A OPT B131 | SIGNAL GENERATOR | 1050 | 1313 | NA | NO | NO | 31.8 GHz
ROHDE & SCHWARZ | SMW200A OPT B140 | SIGNAL GENERATOR | 1050 | 1313 | NA | NO | NO | 40.0 GHz
ROHDE & SCHWARZ | SMY01 | SIGNAL GENERATOR | 588 | 735 | NA | NO | NO
ROHDE & SCHWARZ | SMY02 | RF SIGNAL GENERATOR | 588 | 735 | NA | NO | NO
ROHDE & SCHWARZ | UPD | AUDIO ANALYZER | 588 | 735 | 794 | YES | NO | Accred AC/DC Volts. THD Not Accred.
ROHDE & SCHWARZ | UPL | AUDIO ANALYZER | 588 | 735 | 794 | YES | NO | Accred AC/DC Volts. THD Not Accred.
ROHDE & SCHWARZ | UPV | AUDIO ANALYZER | 588 | 735 | 794 | YES | NO | Accred AC/DC Volts. THD Not Accred.
ROHDE & SCHWARZ | URV5 | RF MILLIVOLTMETER | 294 | 368 | NA | NO | NO
ROHDE & SCHWARZ | URV5-Z2 | 10V INSERTION UNIT | 353 | 441 | NA | NO | NO
ROHDE & SCHWARZ | ZNA | VECTOR NETWORK ANALYZER | 0 | 0 | NA | NO | NO | Price By Freq Range & 2 or 4 Ports
ROHDE & SCHWARZ | ZNA26 2 PORT | VECTOR NETWORK ANALYZER 26.5 GHZ | 882 | 1103 | NA | NO | NO | 26.5 GHZ
ROHDE & SCHWARZ | ZNA26 4 PORT | VECTOR NETWORK ANALYZER 26.5 GHZ | 966 | 1208 | NA | NO | NO | 26.5 GHZ
ROHDE & SCHWARZ | ZNA43 2 PORT | VECTOR NETWORK ANALYZER 43.5 GHZ | 924 | 1155 | NA | NO | NO | 43.5 GHZ
ROHDE & SCHWARZ | ZNA43 4 PORT | VECTOR NETWORK ANALYZER 43.5 GHZ | 966 | 1208 | NA | NO | NO | 43.5 GHZ
ROHDE & SCHWARZ | ZNA50 2 PORT | VECTOR NETWORK ANALYZER 50 GHZ | 924 | 1155 | NA | NO | NO | 50.0 GHZ
ROHDE & SCHWARZ | ZNA50 4 PORT | VECTOR NETWORK ANALYZER 50 GHZ | 966 | 1208 | NA | NO | NO | 50.0 GHZ
ROHDE & SCHWARZ | ZNA67 2 PORT | VECTOR NETWORK ANALYZER 67 GHZ | 924 | 1155 | NA | NO | NO | LIM CAL: TESTED TO 50 GHZ
ROHDE & SCHWARZ | ZNA67 4 PORT | VECTOR NETWORK ANALYZER 67 GHZ | 966 | 1208 | NA | NO | NO | LIM CAL: TESTED TO 50 GHZ
ROHDE & SCHWARZ | ZNB20 2 PORT | RF NETWORK ANALYZER | 882 | 1103 | NA | NO | NO | 20.0 GHZ
ROHDE & SCHWARZ | ZNB20 4 PORT | RF NETWORK ANALYZER | 966 | 1208 | NA | NO | NO | 20.0 GHZ
ROHDE & SCHWARZ | ZNB4 2 PORT | RF NETWORK ANALYZER | 756 | 945 | NA | NO | NO | 4.5 GHZ
ROHDE & SCHWARZ | ZNB4 4 PORT | RF NETWORK ANALYZER | 840 | 1050 | NA | NO | NO | 4.5 GHZ
ROHDE & SCHWARZ | ZNB40 2 PORT | RF NETWORK ANALYZER | 924 | 1155 | NA | NO | NO | 40.0 GHZ
ROHDE & SCHWARZ | ZNB40 4 PORT | RF NETWORK ANALYZER | 966 | 1208 | NA | NO | NO | 40.0 GHZ
ROHDE & SCHWARZ | ZNB8 | VECTOR NETWORK ANALYZER | 0 | 0 | NA | NO | NO | Price by 2 Port / 4 Port
ROHDE & SCHWARZ | ZNB8 2 PORT | RF NETWORK ANALYZER | 756 | 945 | NA | NO | NO | 8.5 GHZ
ROHDE & SCHWARZ | ZNB8 4 PORT | RF NETWORK ANALYZER | 840 | 1050 | NA | NO | NO | 8.5 GHZ
ROHDE & SCHWARZ | ZNLE | NETWORK ANALYZER | 0 | 0 | NA | NO | NO | Price By Frequency Range
ROHDE & SCHWARZ | ZNLE 14 GHz | NETWORK ANALYZER | 756 | 945 | NA | NO | NO
ROHDE & SCHWARZ | ZNLE 18 GHz | NETWORK ANALYZER | 756 | 945 | NA | NO | NO
ROHDE & SCHWARZ | ZNLE 3 GHz | NETWORK ANALYZER | 756 | 945 | NA | NO | NO
ROHDE & SCHWARZ | ZNLE 4.5 GHz | NETWORK ANALYZER | 756 | 945 | NA | NO | NO
ROHDE & SCHWARZ | ZNLE 6 GHz | NETWORK ANALYZER | 756 | 945 | NA | NO | NO
ROHDE & SCHWARZ | ZVA | VECTOR NETWORK ANALYZER | 0 | 0 | NA | NO | NO | Price By Freq Range & 2 or 4 Ports
ROHDE & SCHWARZ | ZVA24 2 PORT | VECTOR NETWORK ANALYZER 24 GHZ | 882 | 1103 | NA | NO | NO | 24.0 GHZ
ROHDE & SCHWARZ | ZVA24 4 PORT | VECTOR NETWORK ANALYZER 24 GHZ | 966 | 1208 | NA | NO | NO | 24.0 GHZ
ROHDE & SCHWARZ | ZVA40 2 PORT | VECTOR NETWORK ANALYZER 40 GHZ | 924 | 1155 | NA | NO | NO | 40.0 GHZ
ROHDE & SCHWARZ | ZVA40 4 PORT | VECTOR NETWORK ANALYZER 40 GHZ | 966 | 1208 | NA | NO | NO | 40.0 GHZ
ROHDE & SCHWARZ | ZVA50 2 PORT | VECTOR NETWORK ANALYZER 50 GHZ | 924 | 1155 | NA | NO | NO | 50.0 GHZ
ROHDE & SCHWARZ | ZVA50 4 PORT | VECTOR NETWORK ANALYZER 50 GHZ | 966 | 1208 | NA | NO | NO | 50.0 GHZ
ROHDE & SCHWARZ | ZVA67 2 PORT | VECTOR NETWORK ANALYZER 67 GHZ | 924 | 1155 | NA | NO | NO | LIM CAL: TESTED TO 50 GHZ
ROHDE & SCHWARZ | ZVA67 4 PORT | VECTOR NETWORK ANALYZER 67 GHZ | 966 | 1208 | NA | NO | NO | LIM CAL: TESTED TO 50 GHZ
ROHDE & SCHWARZ | ZVA8 2 PORT | VECTOR NETWORK ANALYZER 8 GHZ | 756 | 945 | NA | NO | NO | 8.0 GHZ
ROHDE & SCHWARZ | ZVA8 4 PORT | VECTOR NETWORK ANALYZER 8 GHZ | 840 | 1050 | NA | NO | NO | 8.0 GHZ
ROHDE & SCHWARZ | ZVB8 2 Port | RF NETWORK ANALYZER | 756 | 945 | NA | NO | NO
ROHDE & SCHWARZ | ZVB8 4 Port | RF NETWORK ANALYZER | 840 | 1050 | NA | NO | NO
ROHDE & SCHWARZ | ZVC | RF NETWORK ANALYZER VECTOR | 756 | 945 | NA | NO | NO
ROHDE & SCHWARZ | ZVCE | RF NETWORK ANALYZER VECTOR | 756 | 945 | NA | NO | NO
ROHDE & SCHWARZ | ZVL | RF NETWORK ANALYZER | 756 | 945 | NA | NO | NO
ROHDE & SCHWARZ | ZVL13 | RF NETWORK ANALYZER | 756 | 945 | NA | NO | NO
ROHDE & SCHWARZ | ZVL3 | RF NETWORK ANALYZER | 756 | 945 | NA | NO | NO
ROHDE & SCHWARZ | ZVL6 | RF NETWORK ANALYZER | 756 | 945 | NA | NO | NO
ROHDE & SCHWARZ | ZVR | RF NETWORK ANALYZER | 756 | 945 | NA | NO | NO
ROHDE & SCHWARZ | ZVRE | RF NETWORK ANALYZER | 756 | 945 | NA | NO | NO
ROSEMOUNT | 262 | PROCESS CALIBRATOR MULTI FUNCTION | 336 | 420 | 454 | YES | NO
ROSEMOUNT | 644HANAXAJ6M5F6Q4 | TRANSMITTER TEMP RTD | 336 | 420 | 454 | YES | NO
ROSEMOUNT | 8714D | FLOWTUBE SIMULATOR | 336 | 420 | 454 | YES | NO
ROSEMOUNT ANALYTICAL | 1056 | PH METER DUAL-INPUT INTELLIGENT ANALYZER | 117 | 146 | NA | NO | NO
ROSEMOUNT ANALYTICAL | 0396P-01-10-55-41 | PH PROBE | 117 | 146 | NA | NO | NO
ROSEMOUNT INC | HUMI-CHEK6 | HUMIDITY TEMP METER | 242 | 303 | NA | NO | NO
ROTEK INSTRUMENTS | 8100 | POWER ENERGY CALIBRATOR | 1092 | 1365 | 1474 | YES | NO
ROTEK INSTRUMENTS | 8140 | HIGH CURRENT AMPLIFIER | 630 | 788 | 851 | YES | NO | SUBMIT W 8100
ROTRONIC | AM3 | HUMIDITY TEMP METER | 242 | 303 | NA | NO | NO
ROTRONIC | HC2A-S3 | HUMIDITY PROBE | 242 | 303 | NA | NO | NO
ROTRONIC | HC2-P05 | PROBE | 242 | 303 | NA | NO | NO
ROTRONIC | HP101A-K | HUMIDITY SENSOR | 242 | 303 | NA | NO | NO
ROTRONIC | HP22-A | DEWPOINT ANALYZER | 242 | 303 | NA | NO | NO
ROTRONIC | HT255R | HUMIDITY SENSOR | 242 | 303 | NA | NO | NO
ROTRONIC | HT260R | HUMIDITY SENSOR | 242 | 303 | NA | NO | NO
ROTRONIC | HYGROPALM | HUMIDITY METER | 242 | 303 | NA | NO | NO
ROTRONIC | I-2300C | HUMIDITY SENSOR | 242 | 303 | NA | NO | NO
ROTRONIC | IC-3 | HUMIDITY SENSOR | 242 | 303 | NA | NO | NO
ROYAL PREMIUM | 10-32 UNF-2B | THREAD PLUG GAUGE GO NOGO | 69 | 86 | NA | NO | NO
ROYAL THREAD | 6-32 UNC-2B | THREAD PLUG GAUGE GO NOGO | 69 | 86 | NA | NO | NO
ROYAL THREAD | 9/16-18 UNF-2B | THREAD PLUG GAUGE GO NOGO | 69 | 86 | NA | NO | NO
ROYAL THREAD | M4x0.7-6H | THREAD PLUG GAUGE GO NOGO | 69 | 86 | NA | NO | NO
RPS AUTOMATION | STEAM AGER-CADENCE DX | ARTIFICIAL STEAM AGING SYSTEM | 378 | 473 | 510 | YES | NO | Accredited Up to +400oC
RSCS | CHECKER | ESD WRIST STRAP TESTER | 84 | 105 | NA | NO | NO
RUBBERMAID | 4010-88 | ELECTRONIC SCALE | 207 | 259 | NA | NO | NO
RUBBERMAID | 4040-88 | SCALE | 207 | 259 | NA | NO | NO | 400 LB - In Lab Only
RUTLAND | 1/2-20 UNF-2A | THREAD RING GAUGE GO NOGO | 69 | 86 | NA | NO | NO
RUTLAND | 1/4-28 UNF-2A | THREAD RING GAUGE GO | 69 | 86 | NA | NO | NO
RUTLAND | 10-32 UNF-2A | THREAD RING GAUGE GO NOGO | 69 | 86 | NA | NO | NO
RUTLAND | 10-32 UNF-2B | THREAD PLUG GAUGE GO NOGO | 69 | 86 | NA | NO | NO
RUTLAND | 6-32 UNC-2B | THREAD PLUG GAUGE GO NOGO | 69 | 86 | NA | NO | NO
RUTLAND | 6-40 UNF-2B | THREAD PLUG GAUGE GO NOGO | 69 | 86 | NA | NO | NO
RUTLAND | 7/8-14 UNF-3B | THREAD PLUG GAUGE GO NOGO | 69 | 86 | NA | NO | NO
RUTLAND | 8-32 UNC-2A | THREAD RING GAUGE GO NOGO | 69 | 86 | NA | NO | NO
S&C | 330 | RELAY TESTER | 168 | 210 | 227 | YES | NO
S&C | 331 | RELAY SLIDE | 168 | 210 | 227 | YES | NO
S&C | 336 | MEGOHMMETER | 168 | 210 | 227 | YES | NO
S&C | 344 | SHORTFINDER PLUS | 168 | 210 | NA | NO | NO
S&C | 355 | SIGNALMANS METER | 168 | 210 | 227 | YES | NO
S&C | 330-3 | RELAY TESTER | 168 | 210 | 227 | YES | NO
S&C | 360-4 | GROUND FINDER | 168 | 210 | 227 | YES | NO
SAATI AMERICA | SCREEN OVEN | OVEN | 378 | 473 | 510 | YES | NO | CUSTOM OVEN
SAFE FLIGHT | 12504-04330 | FORCE GAUGE | 138 | 173 | NA | NO | NO
SAFE FLIGHT | 12504-05513 | FORCE GAUGE | 138 | 173 | NA | NO | NO
SAGE INSTRUMENTS | 925VST | COMMUNICATIONS TEST SET VOIP | 420 | 525 | NA | NO | NO
SAGE INSTRUMENTS | 930A | COMMUNICATIONS TEST SET | 420 | 525 | NA | NO | NO
SAGE INSTRUMENTS | 935AT | COMMUNICATIONS TEST SET | 420 | 525 | NA | NO | NO
SAGE INSTRUMENTS | 960B | MULTI-CHANNEL TEST UNIT | 420 | 525 | NA | NO | NO
SALISBURY | 4244 | AC VOLTAGE DETECTOR HV HOT STICK | 126 | NA | NA | NO | NO | LVL4 Unless Tested to >=75% of Range
SALISBURY | 4444 | HIPOT HIGH VOLTAGE TESTER | 252 | 315 | 340 | YES | NO
SALISBURY | 4544 | AC VOLTAGE DETECTOR HV HOT STICK | 126 | NA | NA | NO | NO | LVL4 Unless Tested to >=75% of Range
SALISBURY | 4244 A.C. | AC VOLTAGE DETECTOR HV HOT STICK | 126 | NA | NA | NO | NO | LVL4 Unless Tested to >=75% of Range
SALTER BRECKNELL | 325 | SCALE | 124 | 155 | NA | NO | NO | 25 LB
SALTER BRECKNELL | 200E | SCALE INDICATOR | 0 | 0 | NA | NO | NO | Display. NCR
SALTER BRECKNELL | 7010SB | SCALE | 124 | 155 | NA | NO | NO | 10 LB
SALTER BRECKNELL | B220 | SCALE | 124 | 155 | NA | NO | NO | 30 LB
SALTER BRECKNELL | PS 400 | SCALE LARGE | 207 | 259 | NA | NO | NO | 400 LB - In Lab Only
SALTER BRECKNELL | PS500-36S | SCALE LARGE | 207 | 259 | NA | NO | NO | 550 LB - In Lab Only
SAM | V80CL | TORQUE WRENCH | 69 | 86 | 93 | YES | NO | Check Range. Accredited ONLY Up to 250 FtLbs
SAMMONS PRESTON | JAMAR | FORCE GAUGE | 138 | 173 | NA | NO | NO | 200 LB FORCE
SAMTEC | CAT-HT-203-2832-11 | CRIMPER | 69 | 86 | NA | NO | NO
SARGENT | 4100-56 | CRIMPER | 69 | 86 | NA | NO | NO
SARGENT TOOLS | 1031E | CRIMPER | 69 | 86 | NA | NO | NO
SARGENT TOOLS | 11-01-0084 | CRIMPER | 69 | 86 | NA | NO | NO
SARGENT TOOLS | AD1377 | CRIMPER | 69 | 86 | NA | NO | NO
SARTORIOUS | BCE423-1S | ANALYTICAL BALANCE | 207 | 259 | NA | NO | NO
SARTORIOUS | IS64EDE-H (64000 GM) | SCALE | 124 | 155 | NA | NO | NO
SARTORIUS | 0708 | FLOW FILTRATION | 207 | 259 | NA | NO | NO
SARTORIUS | 1402 | SCALE | 207 | 259 | 279 | YES | NO | 310 g
SARTORIUS | 1801 | BALANCE | 207 | 259 | NA | NO | NO
SARTORIUS | 1507 MP8 | SCALE ANALYTICAL BALANCE | 124 | 155 | NA | NO | NO | 5500 g
SARTORIUS | A200S | SCALE ANALYTICAL BALANCE | 207 | 259 | 279 | YES | NO | 202 g
SARTORIUS | AC211S | SCALE | 207 | 259 | 279 | YES | NO | 210 g
SARTORIUS | B120S | SCALE ANALYTICAL BALANCE | 207 | 259 | 279 | YES | NO | 121 g
SARTORIUS | B310S | SCALE ANALYTICAL BALANCE | 207 | 259 | 279 | YES | NO | 310 g
SARTORIUS | BA3100P | SCALE | 124 | 155 | NA | NO | NO | 3100 g
SARTORIUS | BL3100 | SCALE ANALYTICAL BALANCE | 124 | 155 | NA | NO | NO | 3100 g
SARTORIUS | BL610 | SCALE | 207 | 259 | NA | NO | NO | 610 g
SARTORIUS | BP-2100S | SCALE | 124 | 155 | NA | NO | NO | 2100 g
SARTORIUS | BP221S | SCALE | 207 | 259 | 279 | YES | NO | 220 g
SARTORIUS | BP610 | SCALE | 207 | 259 | NA | NO | NO | 610 g
SARTORIUS | EA150FEG-I | SCALE LARGE | 207 | 259 | NA | NO | NO | 150 KG - In Lab Only
SARTORIUS | ED423S | TIM SCALE | 207 | 259 | NA | NO | NO
SARTORIUS | FCG16EDE-H | SCALE ANALYTICAL BALANCE | 124 | 155 | NA | NO | NO | 16 KG
SARTORIUS | GPA5202 | SCALE ANALYTICAL BALANCE | 124 | 155 | NA | NO | NO | 5200 g
SARTORIUS | IS64EDE-H | SCALE ANALYTICAL BALANCE | 207 | 259 | NA | NO | NO | 64 KG - In Lab Only
SARTORIUS | L310 | SCALE | 207 | 259 | 279 | YES | NO | 310 g
SARTORIUS | L610D | SCALE | 207 | 259 | NA | NO | NO | 606 g
SARTORIUS | LC220S | SCALE ANALYTICAL BALANCE | 207 | 259 | 279 | YES | NO | 220 g
SARTORIUS | MC210P | SCALE ANALYTICAL BALANCE | 207 | 259 | 279 | YES | NO | 220 g
SARTORIUS | PT 1200 | SCALE ANALYTICAL BALANCE | 207 | 259 | NA | NO | NO | 1210 g
SARTORIUS | QC34EDE-SOUR | SCALE ANALYTICAL BALANCE | 124 | 155 | NA | NO | NO | 34 KG
SARTORIUS | QS4000 | SCALE ANALYTICAL BALANCE | 124 | 155 | NA | NO | NO | 4000 g
SARTORIUS | R200D | SCALE ANALYTICAL BALANCE | 207 | 259 | 279 | YES | NO | 200 g
SARTORIUS | SIWSDCP-3-16-H | SCALE ANALYTICAL BALANCE | 124 | 155 | NA | NO | NO | 16 KG
SARTORIUS | SVI-50C | SCALE | 207 | 259 | NA | NO | NO | 50 KG - In Lab Only
SAUNDERS AND ASSOC | 4350 | Environmental Test Chamber | 378 | 473 | 510 | YES | NO | Accredited Up to +400oC
SAVA INDUSTRIES | T-185 | CRIMPER | 69 | 86 | NA | NO | NO
SCHERR-TUMICO | 001 IN | DEPTH GAUGE | 69 | 86 | NA | NO | NO
SCHERR-TUMICO | 0-1" | MICROMETER | 69 | 86 | 93 | YES | NO | 1 INCH
SCHERR-TUMICO | 0-3" | MICROMETER DEPTH SET | 104 | 130 | 140 | YES | NO | 3 Rods
SCHERR-TUMICO | 04-0001-14 | MICROMETER | 69 | 86 | 93 | YES | NO | 1 INCH
SCHERR-TUMICO | 0-6" | MICROMETER DEPTH SET | 138 | 173 | 186 | YES | NO | 6 Rods
SCHERR-TUMICO | 10-4585-00 | MICROMETER I.D. | 69 | 86 | NA | NO | NO
SCHERR-TUMICO | 12" | CALIPER | 69 | 86 | 93 | YES | NO | 12 INCH
SCHERR-TUMICO | 1-2" | MICROMETER | 69 | 86 | 93 | YES | NO | 2 INCH
SCHERR-TUMICO | 16-0211 | CALIPER VERNIER | 69 | 86 | 93 | YES | NO
SCHERR-TUMICO | 22-2600 | OPTICAL COMPARATOR | 276 | 345 | NA | NO | NO
SCHERR-TUMICO | 2-3" | MICROMETER | 69 | 86 | 93 | YES | NO | 3 INCH
SCHERR-TUMICO | 50-5077 | INDICATOR TEST | 69 | 86 | NA | NO | NO
SCHERR-TUMICO | 52-0182 | CALIPER VERNIER | 69 | 86 | 93 | YES | NO
SCHERR-TUMICO | 6" | CALIPER | 69 | 86 | 93 | YES | NO | 6 INCH
SCHERR-TURMICO | 971 | MICROMETER V-ANVIL | 69 | 86 | NA | NO | NO | 1 INCH
SCHINDLER ELECTRIC | BL-1 | OVEN HIGH TEMP FURNACE | 462 | 578 | NA | NO | NO | UP TO +2000F
SCHINDLER ELECTRIC | BL-181536 | OVEN HIGH TEMP FURNACE | 462 | 578 | NA | NO | NO | UP TO +2000F
SCHINDLER ELECTRIC | BL-2 | OVEN HIGH TEMP FURNACE | 462 | 578 | NA | NO | NO | UP TO +2000F
SCHINDLER ELECTRIC | BL-241836 | OVEN HIGH TEMP FURNACE | 462 | 578 | NA | NO | NO | UP TO +2000F
SCHINDLER ELECTRIC | BL-241848 | OVEN HIGH TEMP FURNACE | 462 | 578 | NA | NO | NO | UP TO +2000F
SCHINDLER ELECTRIC | BL-3 | OVEN HIGH TEMP FURNACE | 462 | 578 | NA | NO | NO | UP TO +2000F
SCHINDLER ELECTRIC | BL-4 | OVEN HIGH TEMP FURNACE | 462 | 578 | NA | NO | NO | UP TO +2000F
SCHINDLER ELECTRIC | BL-5 | OVEN HIGH TEMP FURNACE | 462 | 578 | NA | NO | NO | UP TO +2000F
SCHNEIDER ELECTRIC | BL-181536 | FURNACE HEAT TREAT OVEN | 462 | 578 | NA | NO | NO
SCHNEIDER ELECTRIC | S33595 | FULL FUNCTION TEST SET | 252 | NA | NA | NO | NO | LEVEL 4 ONLY
SCHNEIDER ELECTRIC | TRV00911 | ULP MODULE | 168 | NA | NA | NO | NO
SCI | 266 | GROUND BOND TESTER | 294 | 368 | 397 | YES | NO
SCI | 440 SERIES | SAFETY ELECTRICAL TESTER | 294 | 368 | NA | NO | NO
SCIENTECH | SA 80 | SCALE ANALYTICAL BALANCE | 207 | 259 | 279 | YES | NO | 80 g
SCIENTEMP | 43-1.7 | OVEN TEMP CHAMBER FREEZER | 420 | 525 | 567 | YES | NO
SCIENTIFIC ATLANTA | AT9500 | DIGITAL TRANSMISSION ANALYZER | 294 | 368 | NA | NO | NO
SCS | 724 | ESD WORKSTATION MONITOR | 84 | 105 | NA | NO | NO
SCS | 770030 | WRIST STRAP/FOOTWEAR TESTER | 84 | 105 | NA | NO | NO
SCS | 770760 | SURFACE RESISTANCE METER | 168 | 210 | 227 | YES | NO | MU on Res Rdgs <100 MW
SCS | CTM051 | GROUND PRO METER | 168 | 210 | 227 | YES | NO | MU on Res Rdgs <100 MW
SEAL FAST | 160 PSI | PRESSURE GAUGE | 69 | 86 | NA | NO | NO | 160 PSI
SEAL FAST | 60 PSI | PRESSURE GAUGE | 69 | 86 | NA | NO | NO | 60 PSI
SEALFAST | G25601PS | PRESSURE GAGE | 69 | 86 | NA | NO | NO
SEAWARD | SOLAR UTILITY PRO | SOLAR PV TESTER | 252 | 315 | NA | NO | NO
SECUREPAK | 100 In/Lb | TORQUE TESTER | 138 | 173 | NA | NO | NO
SEEKONIC | TA-300ME | TORQUE ANALYZER | 138 | 173 | NA | NO | NO
SEEKONIK | BT-2D | T HANDLE TORQUE WRENCH | 69 | 86 | 93 | YES | NO
SEEKONK | 0-24" OZ | TORQUE DRIVER | 69 | 86 | 93 | YES | NO | Check Range. Accredited ONLY Up to 250 FtLbs
SEEKONK | 15 Lb/In | TORQUE WRENCH | 69 | 86 | 93 | YES | NO | Check Range. Accredited ONLY Up to 250 FtLbs
SEEKONK | 16 Lb/In | TORQUE WRENCH | 69 | 86 | 93 | YES | NO | Check Range. Accredited ONLY Up to 250 FtLbs
SEEKONK | 18 Lb/In | TORQUE WRENCH | 69 | 86 | 93 | YES | NO | Check Range. Accredited ONLY Up to 250 FtLbs
SEEKONK | 20 LB/IN | TORQUE DRIVER | 69 | 86 | 93 | YES | NO | Check Range. Accredited ONLY Up to 250 FtLbs
SEEKONK | 4 Lb/In | TORQUE WRENCH | 69 | 86 | 93 | YES | NO | Check Range. Accredited ONLY Up to 250 FtLbs
SEEKONK | 40 Lb/In | TORQUE WRENCH | 69 | 86 | 93 | YES | NO | Check Range. Accredited ONLY Up to 250 FtLbs
SEEKONK | 50 Lb/In | TORQUE DRIVER | 69 | 86 | 93 | YES | NO | 50 IN LB
SEEKONK | 7 LB/IN | TORQUE DRIVER | 69 | 86 | 93 | YES | NO | 7 IN LB
SEEKONK | 8 LB/IN | TORQUE DRIVER | 69 | 86 | 93 | YES | NO | 8 IN LB
SEEKONK | BT1 | TORQUE | 69 | 86 | 93 | YES | NO | Check Range. Accredited ONLY Up to 250 FtLbs
SEEKONK | BT-1R | TORQUE DRIVER | 69 | 86 | 93 | YES | NO | Check Range. Accredited ONLY Up to 250 FtLbs
SEEKONK | BT-2L | TORQUE WRENCH | 69 | 86 | 93 | YES | NO | Check Range. Accredited ONLY Up to 250 FtLbs
SEEKONK | BT-2R | TORQUE DRIVER | 69 | 86 | 93 | YES | NO | Check Range. Accredited ONLY Up to 250 FtLbs
SEEKONK | LT-M | TORQUE WRENCH | 69 | 86 | 93 | YES | NO | Check Range. Accredited ONLY Up to 250 FtLbs
SEEKONK | LT-O | TORQUE | 69 | 86 | 93 | YES | NO | Check Range. Accredited ONLY Up to 250 FtLbs
SEEKONK | LT-R | TORQUE WRENCH PRESET L HANDLE | 69 | 86 | 93 | YES | NO | Check Range. Accredited ONLY Up to 250 FtLbs
SEEKONK | MC-10H | TORQUE WRENCH | 69 | 86 | 93 | YES | NO | 1 IN LB
SEEKONK | MR-1 | TORQUE WRENCH | 69 | 86 | 93 | YES | NO | Check Range. Accredited ONLY Up to 250 FtLbs
SEEKONK | MR-3 | TORQUE WRENCH | 69 | 86 | 93 | YES | NO | Check Range. Accredited ONLY Up to 250 FtLbs
SEEKONK | NC-100 | TORQUE | 69 | 86 | 93 | YES | NO | Check Range. Accredited ONLY Up to 250 FtLbs
SEEKONK | SL-100R | TORQUE WRENCH | 69 | 86 | 93 | YES | NO | Check Range. Accredited ONLY Up to 250 FtLbs
SEEKONK | SL-25R | TORQUE DRIVER | 69 | 86 | 93 | YES | NO | Check Range. Accredited ONLY Up to 250 FtLbs
SEEKONK | SO-24 | TORQUE SCREWDRIVER | 69 | 86 | 93 | YES | NO | Check Range. Accredited ONLY Up to 250 FtLbs
SEEKONK | TA-75 | TORQUE ANALYZER | 138 | 173 | NA | NO | NO
SEEKONK | Various | TORQUE WRENCH | 69 | 86 | 93 | YES | NO | Check Range. Accredited ONLY Up to 250 FtLbs
SEFELEC | RCP2A | MILLIOHMETER | 210 | 263 | 284 | YES | NO
SEIFFERT INDUSTRIAL, INC. | KX-1590 | SONIC BELT TENSION METER | 252 | 315 | NA | NO | NO
SEIKO | W073-4000 | TIMER STOPWATCH | 126 | 158 | NA | NO | NO
SEMTRONICS | EN425 | ESD WRIST STRAP TESTER | 84 | 105 | NA | NO | NO
SENCORE | CA780 | TIME DOMAIN REFLECTOMETER | 336 | 420 | NA | NO | NO
SENCORE | LC101 | LCR METER | 210 | 263 | NA | NO | NO
SENCORE | LC102 | LCR METER | 210 | 263 | NA | NO | NO
SENCORE | LC103 | LCR METER | 210 | 263 | NA | NO | NO
SENCORE | LC53 | LCR METER | 210 | 263 | NA | NO | NO
SENCORP | 12PV/2 | TEMP CONTROLLER BAR SEALER | 126 | 158 | 170 | YES | NO
SENSARRAY | 50-1851-01 | 1000 OHM CALIBRATION STANDARD | 168 | 210 | 227 | YES | NO
SENSARRAY | 50-1851-02 | 1375 OHM CALIBRATION STANDARD | 168 | 210 | 227 | YES | NO
SENSORPUSH | HT1 | Temperature and Humidity Smart Sensor | 242 | 303 | NA | NO | NO
SENSORPUSH | HTP.xw | Temperature and Humidity Smart Sensor | 242 | 303 | NA | NO | NO
SENSOTEC | 13 | LOAD CELL | 207 | 259 | NA | NO | NO | 25 LBS
SENSOTEC | 060-3155-01 | LOAD CELL & DISPLAY (FSL ONLY) | 0 | 0 | NA | NO | NO | Same as Honeywell NK. Cal w Transducer
SENSOTEC | NK | FORCE GAUGE INDICATOR UNIT | 0 | 0 | NA | NO | NO | Cal W Transducer
SENTINEL | 110288 | CRIMPER | 69 | 86 | NA | NO | NO
SENTINEL | 900007 | CRIMPER | 69 | 86 | NA | NO | NO
SETRA | 409267 | SCALE | 124 | 155 | NA | NO | NO | 25 KG
SETRA | 12000C | SCALE,COUNTING 12.5 KG | 124 | 155 | NA | NO | NO
SETRA | 2000C | SCALE | 124 | 155 | NA | NO | NO | 2000 g
SETRA | 5000C | SCALE | 124 | 155 | NA | NO | NO | 5000 g
SETRA | EZ2-2000 | SCALE | 124 | 155 | NA | NO | NO | 2000 g
SETRA | QUICK COUNT | COUNTING SCALE | 124 | 155 | NA | NO | NO
SETRA | QUICK COUNT SERIES | SCALE | 124 | 155 | NA | NO | NO | 2.2 to 100 LB
SETRA | SUPER COUNT SERIES | SCALE | 124 | 155 | NA | NO | NO | 2.2 to 100 LB
SETRA | SUPERCOUNT | SCALE | 124 | 155 | NA | NO | NO
SHALLCROSS/SHALLTRONIX | 817-B | RESISTANCE DECADE BOX | 210 | 263 | 284 | YES | NO
SHARS | 360 | PROTRACTOR BEVEL | 69 | 86 | NA | NO | NO
SHARS | 0-1" | MICROMETER | 69 | 86 | 93 | YES | NO | 1 INCH
SHARS | 0-12" | CALIPER | 69 | 86 | 93 | YES | NO | 12 INCH
SHARS | 0-6" | MICROMETER DEPTH | 69 | 86 | 93 | YES | NO
SHARS | 303-3300A | 2 DIMENSIONAL COAXIAL INDICATOR | 69 | 86 | NA | NO | NO
SHARS | 303-8101 | PROTRACTOR BEVEL | 69 | 86 | NA | NO | NO
SHARS | HR-150A | ROCKWELL HARDNESS TESTER | 117 | 146 | NA | NO | NO
SHELDON MANUFACTURING | SVAC1 | VACUUM OVEN | 378 | 473 | 510 | YES | NO | Amb +10 to +220C
SHENZHEN FINICARE CO | FC-IR200 | FOREHEAD THERMOMETER | 168 | 210 | NA | NO | NO
SHIMPO | DT-105 | TACHOMETER | 168 | 210 | 227 | YES | NO | MU RPM using Time Mk on 5520A
SHIMPO | DT-105A | TACHOMETER | 168 | 210 | 227 | YES | NO | MU RPM using Time Mk on 5520A
SHIMPO | DT-107A | TACHOMETER | 168 | 210 | 227 | YES | NO | MU RPM using Time Mk on 5520A
SHIMPO | DT-205L | TACHOMETER | 168 | 210 | 227 | YES | NO | MU RPM using Time Mk on 5520A
SHIMPO | DT-205LR | TACHOMETER | 168 | 210 | 227 | YES | NO | MU RPM using Time Mk on 5520A
SHIMPO | DT-207B | TACHOMETER | 168 | 210 | 227 | YES | NO | MU RPM using Time Mk on 5520A
SHIMPO | DT-207LR | TACHOMETER | 168 | 210 | 227 | YES | NO | MU RPM using Time Mk on 5520A
SHIMPO | DT-315 | TACHOMETER | 168 | 210 | 227 | YES | NO | MU RPM using Time Mk on 5520A
SHIMPO | DT-900 | STROBOSCOPE | 210 | 263 | NA | NO | NO
SHIMPO | FGC-2B | FORCE GAUGE | 138 | 173 | NA | NO | NO
SHIMPO | FGC-50B | FORCE GAUGE DIGITAL | 138 | 173 | NA | NO | NO
SHIMPO | FGE-100 | FORCE GAUGE DIGITAL | 138 | 173 | NA | NO | NO
SHIMPO | FGE-1000X | FORCE GAUGE DIGITAL | 138 | 173 | NA | NO | NO
SHIMPO | FGE-50X | DIGITAL FORCE GAUGE | 138 | 173 | NA | NO | NO
SHIMPO | FGE-5X | FORCE GAUGE | 138 | 173 | NA | NO | NO
SHIMPO | FGV-100XY | FORCE GAUGE | 138 | 173 | NA | NO | NO
SHIMPO | FGV-20XY | FORCE GAUGE | 138 | 173 | NA | NO | NO
SHIMPO | MF | FORCE GAUGE | 138 | 173 | NA | NO | NO
SHIMPO | MF-100 | FORCE GAUGE | 138 | 173 | NA | NO | NO
SHIMPO | MFD-05 | FORCE GAUGE PUSH PULL | 138 | 173 | NA | NO | NO
SHOCK PROOF | 0-12" | CALIPER | 69 | 86 | 93 | YES | NO | 12 INCH
SHOCK PROOF | 0-6" | CALIPER | 69 | 86 | 93 | YES | NO | 6 INCH
SHOP FOX | 6" | CALIPER | 69 | 86 | 93 | YES | NO | 6 INCH
SHORE | D2240 | DUROMETER | 83 | 104 | NA | NO | NO
SHORE | TYPE A2 | DUROMETER | 83 | 104 | NA | NO | NO
SHORE INSTRUMENTS | 9130-035 | DUROMETER | 83 | 104 | NA | NO | NO
SHORE INSTRUMENTS | DUROMETER | DUROMETER | 83 | 104 | NA | NO | NO | 0.1 INCH
SHORTRIDGE INSTRUMENTS | ADM-850 | AIR FLOW METER | 207 | 259 | NA | NO | NO
SHORTRIDGE INSTRUMENTS | ADM-850L | AIR DATA MULTIMETER | 207 | 259 | NA | NO | NO
SHORTRIDGE INSTRUMENTS | ADM-860 | AIR FLOW METER | 207 | 259 | NA | NO | NO
SHORTRIDGE INSTRUMENTS | ADM-860C | AIR FLOW METER | 207 | 259 | NA | NO | NO
SHORTRIDGE INSTRUMENTS | ADM-870 | AIR FLOW METER | 207 | 259 | NA | NO | NO
SHORTRIDGE INSTRUMENTS | ADM-870C | AIR FLOW METER | 207 | 259 | NA | NO | NO
SHORTRIDGE INSTRUMENTS | ADM-880C | AIR FLOW METER | 207 | 259 | NA | NO | NO
SHORTRIDGE INSTRUMENTS | CFM-88 | AIR FLOW METER | 207 | 259 | NA | NO | NO
SHORTRIDGE INSTRUMENTS | HDM-250 | HYDRODATA DMM | 242 | 303 | NA | NO | NO
Si PRESSURE INSTRUMENTS | R-134A | PRESSURE GAUGE | 69 | 86 | NA | NO | NO | 500 PSI
SIEMENS | 6EP1333-3BA00 | DC POWER SUPPLY SITOP MODULAR 5A | 168 | 210 | 227 | YES | NO
SIEMENS | SITOP MODULAR 5A | MODULE | 168 | 210 | 227 | YES | NO
SIERRA | FSW100B | ESD MAT | 84 | 105 | NA | NO | NO
SIERRA | HRW110B | ESD MAT | 84 | 105 | NA | NO | NO
SIERRA PRECISION | 100 PSI | PRESSURE GAUGE | 69 | 86 | NA | NO | NO | 100 PSI
SIERRA SUMMIT | 1100 | TEMP CONTROLLER BGA MACHINE | 126 | 158 | 170 | YES | NO
SIFCO SELECTIVE PLATING | SPL-30 | BRUSH CAD PLATING SYSTEM | 168 | 210 | NA | NO | NO
SIGLENT | SDG1025 | FUNCTION / ARB WAVEFORM GENERATOR | 210 | 263 | NA | NO | NO
SIGLENT | SDM3045X | DIGITAL MULTIMETER | 168 | 210 | 227 | YES | NO
SIGLENT | SDS1202X-E | OSCILLOSCOPE PORTABLE | 252 | 315 | 340 | YES | NO | 0.20 GHZ
SIGLENT | SDS1204X-E | OSCILLOSCOPE PORTABLE | 252 | 315 | 340 | YES | NO | 0.20 GHZ
SIGLENT | SDS2072X | OSCILLOSCOPE PORTABLE | 252 | 315 | 340 | YES | NO | 0.07 GHZ
SIGLENT | SDS2074X | OSCILLOSCOPE PORTABLE | 252 | 315 | 340 | YES | NO | 0.07 GHZ
SIGLENT | SDS2102X | OSCILLOSCOPE PORTABLE | 252 | 315 | 340 | YES | NO | 0.10 GHZ
SIGLENT | SDS2104X | OSCILLOSCOPE PORTABLE | 252 | 315 | 340 | YES | NO | 0.10 GHZ
SIGLENT | SDS2202X | OSCILLOSCOPE PORTABLE | 252 | 315 | 340 | YES | NO | 0.20 GHZ
SIGLENT | SDS2204X | OSCILLOSCOPE PORTABLE | 252 | 315 | 340 | YES | NO | 0.20 GHZ
SIGLENT | SDS2302X | OSCILLOSCOPE PORTABLE | 252 | 315 | 340 | YES | NO | 0.30 GHZ
SIGLENT | SDS2304X | OSCILLOSCOPE PORTABLE | 252 | 315 | 340 | YES | NO | 0.30 GHZ
SIGLENT | SHS820 | HANDHELD DIGITAL OSCILLOSCOPE | 252 | 315 | 340 | YES | NO
SIGLENT | SPD3303X-E | DC POWER SUPPLY | 168 | 210 | 227 | YES | NO
SIGLENT | SSA 3021X | SPECTRUM ANALYZER 9KHZ-2.1GHZ | 672 | 840 | NA | NO | NO
SIGLENT | SSA3032X | 3.2GHZ SPECTRUM ANALYZER | 672 | 840 | NA | NO | NO
SIGMATION | C-8 | TENSIOMETER | 242 | 303 | NA | NO | NO | 200 LB
SIGNAL HOUND | USB-SA124B | RF SPECTRUM ANALYZER USB | 462 | 578 | NA | NO | NO
SIGNAL HOUND | USB-SA44B | RF SPECTRUM ANALYZER USB | 462 | 578 | NA | NO | NO
SIGNAL HOUND | USB-TG124A | TRACKING GENERATOR | 462 | 578 | NA | NO | NO
SIGNAL HOUND | VSG25A | RF SIGNAL GENERATOR | 378 | 473 | NA | NO | NO
SIGNALCORE | SC5510A | RF SIGNAL GENERATOR PXI | 588 | 735 | NA | NO | NO
SIGNALCORE | SC5510B | RF SIGNAL GENERATOR PXI | 588 | 735 | NA | NO | NO
SIGNALCORE | SC5511A | RF SIGNAL GENERATOR MODULE | 588 | 735 | NA | NO | NO
SIGNALCORE | SC5511B | RF SIGNAL GENERATOR MODULE | 588 | 735 | NA | NO | NO
SIGNALCORE | SC5520A | RF SIGNAL GENERATOR PXI | 588 | 735 | NA | NO | NO
SIGNALCORE | SC5521A | RF SIGNAL GENERATOR MODULE | 588 | 735 | NA | NO | NO
SIGNAMETRICS | SM2020 | DMM PCI | 294 | 368 | 397 | YES | NO | On-Site Only w/Customer SW
SIGNAMETRICS | SM2040 | DMM BENCHTOP HIGH ACC | 210 | 263 | 284 | YES | NO
SIGNAMETRICS | SM2042 | DMM CARD | 294 | 368 | 397 | YES | NO
SIGNATONE | S-301-4 | RESISTANCE 4 POINT PROBE | 210 | 263 | NA | NO | NO
SILICON THERMAL | CH400 | TEMP CONTROLLER CHILLER | 126 | 158 | 170 | YES | NO
SILICON THERMAL | LB300 | TEMP CONTROLLER COOLER SOURCE | 126 | 158 | 170 | YES | NO
SILICON THERMAL | LB300-1/PS300 | TEMP CONTROLLER COOLER SOURCE | 126 | 158 | 170 | YES | NO
SILICON THERMAL | LB300-A | TEMP CONTROLLER COOLER SOURCE | 126 | 158 | 170 | YES | NO
SILICON THERMAL | PS12-L | DC POWER SUPPLY | 168 | 210 | 227 | YES | NO
SILICON THERMAL | PS200-BP | DC POWER SUPPLY | 168 | 210 | 227 | YES | NO
SILICON THERMAL | TH170-2 | TEMP CONTROLLER CHILLER | 126 | 158 | 170 | YES | NO
SILICON THERMAL | TH80-2 | TEMP CONTROLLER CHILLER | 126 | 158 | 170 | YES | NO
SIMCO | 775 | ELECTOSTATIC FIELDMASTER | 168 | 210 | NA | NO | NO
SIMCO | 775C | ELECTROSTATIC CHARGER | 168 | 210 | NA | NO | NO
SIMCO | FM200 | ESD FIELD METER | 168 | 210 | NA | NO | NO
SIMCO | FMX-002 | ELECTROSTATIC FIELD METER | 168 | 210 | NA | NO | NO
SIMCO | HAND-E-STAT | ESD FIELD METER | 168 | 210 | NA | NO | NO
SIMCO | M2 | WRIST STRAP CHECKER | 84 | 105 | NA | NO | NO
SIMCO | SS2X | ESD FIELD METER | 168 | 210 | NA | NO | NO
SIMCO | UNKNOWN | ESD WRIST STRAP TESTER | 84 | 105 | NA | NO | NO
SIMCO ION | 775 | ELECTROSTATIC FIELDMETER | 168 | 210 | NA | NO | NO
SIMCO ION | 280A | IONIZER CHARGE PLATE | 294 | 368 | 397 | YES | NO | MU Meter Volts only
SIMCO ION | AEROSTAT PC | IONIZING AIR BLOWER | 168 | 210 | NA | NO | NO
SIMCO ION | AEROSTAT XC | IONIZING AIR BLOWER | 168 | 210 | NA | NO | NO
SIMCO ION | CR2000 | IONIZING AIR BLOWER | 168 | 210 | NA | NO | NO
SIMCO ION | FMX-003 | ESD FIELD METER | 168 | 210 | NA | NO | NO
SIMPSON | 55 | PORTABLE WATER HEATER TESTER | 126 | 158 | NA | NO | NO
SIMPSON | 227 | DC MICROAMPERES | 126 | 158 | NA | NO | NO
SIMPSON | 260 | DMM HANDHELD | 126 | 158 | 170 | YES | NO
SIMPSON | 372 | DMM OHMMETER | 126 | 158 | 170 | YES | NO
SIMPSON | 410 | PHOTOTACHOMETER | 168 | 210 | 227 | YES | NO | MU RPM using Time Mk on 5520A
SIMPSON | 444 | MICRO-OHMMETER | 252 | 315 | 340 | YES | NO
SIMPSON | 464 | DMM HANDHELD | 126 | 158 | 170 | YES | NO
SIMPSON | 474 | DMM HANDHELD | 126 | 158 | 170 | YES | NO
SIMPSON | 505 | MEGOHMMETER | 168 | 210 | 227 | YES | NO
SIMPSON | 886 | SOUND LEVEL METER | 168 | 210 | NA | NO | NO
SIMPSON | 897 | SOUND LEVEL METER DOSIMETER MEASURING SYSTEM | 168 | 210 | NA | NO | NO
SIMPSON | 150-2 | CLAMP METER | 126 | 158 | 170 | YES | NO
SIMPSON | 153-2 | CLAMP METER | 126 | 158 | 170 | YES | NO
SIMPSON | 260-8 | DMM HANDHELD | 126 | 158 | 170 | YES | NO
SIMPSON | 260-8P | DMM HANDHELD | 126 | 158 | 170 | YES | NO
SIMPSON | 260-x All Models | DMM HANDHELD | 126 | 158 | 170 | YES | NO
SIMPSON | 270-5 | DMM HANDHELD | 126 | 158 | 170 | YES | NO
SIMPSON | 372-2 | DMM OHMMETER | 126 | 158 | 170 | YES | NO
SIMPSON | 884-2 | SOUND LEVEL METER | 168 | 210 | NA | NO | NO
SIMPSON | 887-2 | SOUND LEVEL CALIBRATOR | 168 | 210 | NA | NO | NO | Some Models May have TUR<4:1
SIMPSON | SK525-610B | PANEL METER NULLMETER/MICROAMP METER | 126 | 158 | 170 | YES | NO | METER ONLY
SIMPSON | TS113 | DMM HANDHELD | 126 | 158 | 170 | YES | NO
SIMRAN | SM-3000DE | AC VOLTAGE CONVERTER STEP UP/DOWN | 126 | 158 | 170 | YES | NO | MU for Primary & Secondary Voltage Only
SINGLETON | SCCH22 | SALT FOG CHAMBER | 462 | 578 | 624 | YES | NO | Accred Temp Only Up to +400C
SINOMETER | MY-69 | DMM HANDHELD | 126 | 158 | 170 | YES | NO
SISCO | 100 PSI | PRESSURE GAUGE | 69 | 86 | NA | NO | NO | 100 PSI
SIXTH SENSE | LT300 | IR THERMOMETER | 168 | 210 | NA | NO | NO
SK | SKT0563 | TORQUE DRIVER | 69 | 86 | 93 | YES | NO | Check Range. Accredited ONLY Up to 250 FtLbs
SK | SKT0587 | TORQUE SCREWDRIVER | 69 | 86 | 93 | YES | NO | 36 IN LB
SKS | 50XSD | MICROSCOPE | 276 | 345 | NA | NO | NO
SKUTT AUTOMATIC | KM-1231PK | KILN OVEN | 462 | 578 | NA | NO | NO | up to +2350F
SLAUGHTER | 2503 | HIPOT TESTER | 252 | 315 | 340 | YES | NO
SLAUGHTER | 2510 | HIPOT TESTER | 252 | 315 | 340 | YES | NO
SLAUGHTER | 2550 | HIPOT TESTER | 252 | 315 | 340 | YES | NO
SLAUGHTER | 2630 | GROUND BOND TESTER | 294 | 368 | 397 | YES | NO
SLAUGHTER | 2935 | AC/DC HIPOT TESTER | 252 | 315 | 340 | YES | NO
SLAUGHTER | 2945 | HIPOT TESTER | 252 | 315 | 340 | YES | NO
SLAUGHTER | 2955 | HIPOT TESTER | 252 | 315 | 340 | YES | NO
SLAUGHTER | 4320 | AC SAFETY ANALYZER | 294 | 368 | 397 | YES | NO
SLAUGHTER / SCI | 294 | HIPOT TESTER | 252 | 315 | 340 | YES | NO
SLIMKIC | 2000 | DATALOGGER | 294 | 368 | 397 | YES | NO
SMART SENSOR | AR824 | DIGITAL SOUND LEVEL METER | 168 | 210 | NA | NO | NO
SMART SENSOR | AS823 | LUX METER | 168 | 210 | NA | NO | NO
SMART SONIC | 5000 | TEMP CONTROLLER STENCIL WASHER | 126 | 158 | 170 | YES | NO
SMC | 0-160PSI | PRESSURE GAUGE | 69 | 86 | NA | NO | NO | 160 PSI
SMC | IZH10 | ESD METER | 168 | 210 | NA | NO | NO
SMC | ZSE40A | Vacuum Gauge Switch | 69 | 86 | NA | NO | NO
SMC EURO | PTE-100-C | CURRENT INJECTION TEST SYSTEM | 462 | 578 | NA | NO | NO
SMC EURO | PTE-300-V | VOLTAGE INJECTION TEST SYSTEM | 462 | 578 | NA | NO | NO
SMC EURO | PTE-50-CET | CURRENT INJECTION TEST SYSTEM | 462 | 578 | NA | NO | NO
SMITHS | 22G | TIMER | 126 | 158 | NA | NO | NO
SNAP ON | ATECH1FR240B | TORQUE WRENCH | 69 | 86 | 93 | YES | NO | Check Range. Accredited ONLY Up to 250 FtLbs
SNAP ON | ATECH2FR100B | TORQUE WRENCH | 69 | 86 | 93 | YES | NO | Check Range. Accredited ONLY Up to 250 FtLbs
SNAP ON | QC2175 | TORQUE WRENCH | 69 | 86 | 93 | YES | NO | Check Range. Accredited ONLY Up to 250 FtLbs
SNAP ON | QJR284E | TORQUE WRENCH | 69 | 86 | 93 | YES | NO | Check Range. Accredited ONLY Up to 250 FtLbs
SNAP ON | TE1A | TORQUE WRENCH | 69 | 86 | 93 | YES | NO | Check Range. Accredited ONLY Up to 250 FtLbs
SNAP ON | TE1FUA | TORQUE | 69 | 86 | 93 | YES | NO | Check Range. Accredited ONLY Up to 250 FtLbs
SNAP ON | TE6A | TORQUE WRENCH | 69 | 86 | 93 | YES | NO | Check Range. Accredited ONLY Up to 250 FtLbs
SNAP ON | TQS2-5FUA | TORQUE | 69 | 86 | 93 | YES | NO | Check Range. Accredited ONLY Up to 250 FtLbs
SNAP ON | Various | TORQUE WRENCH | 69 | 86 | 93 | YES | NO | Accredited ONLY up to 250 FT LBS
SNAP-ON | 603 | TORQUE WRENCH | 69 | 86 | 93 | YES | NO | Check Range. Accredited ONLY Up to 250 FtLbs
SNAP-ON | 175FU | TORQUE METER | 69 | 86 | 93 | YES | NO | Check Range. Accredited ONLY Up to 250 FtLbs
SNAP-ON | 200-1000 IN LBS | TORQUE WRENCH | 69 | 86 | 93 | YES | NO | Check Range. Accredited ONLY Up to 250 FtLbs
SNAP-ON | 30-120 IN/LBS | TORQUE WRENCH | 69 | 86 | 93 | YES | NO | Check Range. Accredited ONLY Up to 250 FtLbs
SNAP-ON | 30-200 FT/LBS | TORQUE WRENCH | 69 | 86 | 93 | YES | NO | Check Range. Accredited ONLY Up to 250 FtLbs
SNAP-ON | 40-200 FT/LBS | TORQUE WRENCH | 69 | 86 | 93 | YES | NO | Check Range. Accredited ONLY Up to 250 FtLbs
SNAP-ON | 40-250 FT LB | TORQUE WRENCH | 69 | 86 | 93 | YES | NO | Check Range. Accredited ONLY Up to 250 FtLbs
SNAP-ON | ATECH1FR240B | TORQUE WRENCH | 69 | 86 | 93 | YES | NO | Check Range. Accredited ONLY Up to 250 FtLbs
SNAP-ON | ATECH2FR100 | TORQUE WRENCH INDICATING | 69 | 86 | 93 | YES | NO | Check Range. Accredited ONLY Up to 250 FtLbs
SNAP-ON | ATECH2FR100A | TORQUE WRENCH | 69 | 86 | 93 | YES | NO | Check Range. Accredited ONLY Up to 250 FtLbs
SNAP-ON | ATECH3FR250B | DIGITAL TORQUE WRENCH 30-250 LBF.FT | 69 | 86 | 93 | YES | NO
SNAP-ON | BRUTUS3R250D | TORQUE WRENCH | 69 | 86 | 93 | YES | NO | Check Range. Accredited ONLY Up to 250 FtLbs
SNAP-ON | CM6563470 | INDICATOR DIAL | 69 | 86 | NA | NO | NO
SNAP-ON | EEDM504D | DMM | 126 | 158 | 170 | YES | NO
SNAP-ON | EEDM525F | DIGITAL MULTIMETER | 126 | 158 | 170 | YES | NO
SNAP-ON | EEDM604C | DMM | 126 | 158 | 170 | YES | NO
SNAP-ON | Q3150FR | TORQUE WRENCH | 69 | 86 | 93 | YES | NO | 150 FT LB
SNAP-ON | QC1R200 | TORQUE WRENCH | 69 | 86 | 93 | YES | NO | Check Range. Accredited ONLY Up to 250 FtLbs
SNAP-ON | QC1R50 | TORQUE WRENCH | 69 | 86 | 93 | YES | NO | Check Range. Accredited ONLY Up to 250 FtLbs
SNAP-ON | QC2FR75 | TORQUE WRENCH | 69 | 86 | 93 | YES | NO | Check Range. Accredited ONLY Up to 250 FtLbs
SNAP-ON | QC2R1000 | TORQUE WRENCH | 69 | 86 | 93 | YES | NO | Check Range. Accredited ONLY Up to 250 FtLbs
SNAP-ON | QC2R200 | TORQUE WRENCH | 69 | 86 | 93 | YES | NO | Check Range. Accredited ONLY Up to 250 FtLbs
SNAP-ON | QC3R150 | TORQUE WRENCH | 69 | 86 | 93 | YES | NO | Check Range. Accredited ONLY Up to 250 FtLbs
SNAP-ON | QC3R250 | TORQUE WRENCH | 69 | 86 | 93 | YES | NO | Check Range. Accredited ONLY Up to 250 FtLbs
SNAP-ON | QC3R2500 | TORQUE WRENCH | 69 | 86 | 93 | YES | NO | Check Range. Accredited ONLY Up to 250 FtLbs
SNAP-ON | QD1200 | TORQUE WRENCH | 69 | 86 | 93 | YES | NO | Check Range. Accredited ONLY Up to 250 FtLbs
SNAP-ON | QD1R200 | TORQUE WRENCH | 69 | 86 | 93 | YES | NO | Check Range. Accredited ONLY Up to 250 FtLbs
SNAP-ON | QD1R50 | TORQUE WRENCH | 69 | 86 | 93 | YES | NO | Check Range. Accredited ONLY Up to 250 FtLbs
SNAP-ON | QD1RN25 | TORQUE WRENCH | 69 | 86 | 93 | YES | NO | Check Range. Accredited ONLY Up to 250 FtLbs
SNAP-ON | QD2100 | TORQUE WRENCH | 69 | 86 | 93 | YES | NO | Check Range. Accredited ONLY Up to 250 FtLbs
SNAP-ON | QD21000 | TORQUE WRENCH | 69 | 86 | 93 | YES | NO | Check Range. Accredited ONLY Up to 250 FtLbs
SNAP-ON | QD2FR75 | TORQUE WRENCH | 69 | 86 | 93 | YES | NO | Check Range. Accredited ONLY Up to 250 FtLbs
SNAP-ON | QD2R100 | TORQUE WRENCH | 69 | 86 | 93 | YES | NO | Check Range. Accredited ONLY Up to 250 FtLbs
SNAP-ON | QD2R1000 | TORQUE WRENCH | 69 | 86 | 93 | YES | NO | Check Range. Accredited ONLY Up to 250 FtLbs
SNAP-ON | QD2R200 | TORQUE WRENCH | 69 | 86 | 93 | YES | NO | Check Range. Accredited ONLY Up to 250 FtLbs
SNAP-ON | QD3R150 | TORQUE WRENCH | 69 | 86 | 93 | YES | NO | Check Range. Accredited ONLY Up to 250 FtLbs
SNAP-ON | QD3R1600 | TORQUE WRENCH | 69 | 86 | 93 | YES | NO | Check Range. Accredited ONLY Up to 250 FtLbs
SNAP-ON | QD3R250 | TORQUE WRENCH | 69 | 86 | 93 | YES | NO | Check Range. Accredited ONLY Up to 250 FtLbs
SNAP-ON | QD3R2500 | TORQUE WRENCH | 69 | 86 | 93 | YES | NO | Check Range. Accredited ONLY Up to 250 FtLbs
SNAP-ON | QD3R250A | TORQUE WRENCH | 69 | 86 | 93 | YES | NO | Check Range. Accredited ONLY Up to 250 FtLbs
SNAP-ON | QD4R600 | TORQUE WRENCH | 69 | 86 | 93 | YES | NO | Check Range. Accredited ONLY Up to 250 FtLbs
SNAP-ON | QD4R600A | TORQUE WRENCH | 69 | 86 | 93 | YES | NO | Check Range. Accredited ONLY Up to 250 FtLbs
SNAP-ON | QDR21000 | TORQUE WRENCH | 69 | 86 | 93 | YES | NO | Check Range. Accredited ONLY Up to 250 FtLbs
SNAP-ON | QDRIVER2 | TORQUE SCREWDRIVER | 69 | 86 | 93 | YES | NO | Check Range. Accredited ONLY Up to 250 FtLbs
SNAP-ON | QDRIVER3 | TORQUE SCREWDRIVER | 69 | 86 | 93 | YES | NO | Check Range. Accredited ONLY Up to 250 FtLbs
SNAP-ON | QDRIVER3P | TORQUE SCREWDRIVER | 69 | 86 | 93 | YES | NO | Check Range. Accredited ONLY Up to 250 FtLbs
SNAP-ON | QDRIVER4 | TORQUE SCREWDRIVER | 69 | 86 | 93 | YES | NO | Check Range. Accredited ONLY Up to 250 FtLbs
SNAP-ON | QDRIVER4P | TORQUE SCREWDRIVER | 69 | 86 | 93 | YES | NO | Check Range. Accredited ONLY Up to 250 FtLbs
SNAP-ON | QJR117B | TORQUE WRENCH | 69 | 86 | 93 | YES | NO | Check Range. Accredited ONLY Up to 250 FtLbs
SNAP-ON | QJR117C | TORQUE WRENCH | 69 | 86 | 93 | YES | NO | Check Range. Accredited ONLY Up to 250 FtLbs
SNAP-ON | QJR117E | TORQUE WRENCH | 69 | 86 | 93 | YES | NO | Check Range. Accredited ONLY Up to 250 FtLbs
SNAP-ON | QJR117F | TORQUE WRENCH | 69 | 86 | 93 | YES | NO | Check Range. Accredited ONLY Up to 250 FtLbs
SNAP-ON | QJR2100A | TORQUE WRENCH | 69 | 86 | 93 | YES | NO | Check Range. Accredited ONLY Up to 250 FtLbs
SNAP-ON | QJR2100D | TORQUE WRENCH | 69 | 86 | 93 | YES | NO | Check Range. Accredited ONLY Up to 250 FtLbs
SNAP-ON | QJR2100E | TORQUE WRENCH | 69 | 86 | 93 | YES | NO | Check Range. Accredited ONLY Up to 250 FtLbs
SNAP-ON | QJR217B | TORQUE WRENCH | 69 | 86 | 93 | YES | NO | Check Range. Accredited ONLY Up to 250 FtLbs
SNAP-ON | QJR-217B | TORQUE WRENCH | 69 | 86 | 93 | YES | NO | Check Range. Accredited ONLY Up to 250 FtLbs
SNAP-ON | QJR217C | TORQUE WRENCH | 69 | 86 | 93 | YES | NO | Check Range. Accredited ONLY Up to 250 FtLbs
SNAP-ON | QJR284D | TORQUE WRENCH | 69 | 86 | 93 | YES | NO | Check Range. Accredited ONLY Up to 250 FtLbs
SNAP-ON | QJR284E | TORQUE WRENCH | 69 | 86 | 93 | YES | NO | Check Range. Accredited ONLY Up to 250 FtLbs
SNAP-ON | QJR-3200B | TORQUE WRENCH | 69 | 86 | 93 | YES | NO | Check Range. Accredited ONLY Up to 250 FtLbs
SNAP-ON | QJR3200C | TORQUE WRENCH | 69 | 86 | 93 | YES | NO | Check Range. Accredited ONLY Up to 250 FtLbs
SNAP-ON | QP117A | TORQUE WRENCH | 69 | 86 | 93 | YES | NO | Check Range. Accredited ONLY Up to 250 FtLbs
SNAP-ON | QT2R1000 | TORQUE WRENCH | 69 | 86 | 93 | YES | NO | Check Range. Accredited ONLY Up to 250 FtLbs
SNAP-ON | QTFR2100 | TORQUE WRENCH | 69 | 86 | 93 | YES | NO | Check Range. Accredited ONLY Up to 250 FtLbs
SNAP-ON | QTR2100 | TORQUE WRENCH | 69 | 86 | 93 | YES | NO | Check Range. Accredited ONLY Up to 250 FtLbs
SNAP-ON | QTS130A | TORQUE SCREWDRIVER | 69 | 86 | 93 | YES | NO | Check Range. Accredited ONLY Up to 250 FtLbs
SNAP-ON | QTS135 | TORQUE SCREWDRIVER | 69 | 86 | 93 | YES | NO | Check Range. Accredited ONLY Up to 250 FtLbs
SNAP-ON | TE12A | TORQUE WRENCH METER | 69 | 86 | 93 | YES | NO | Check Range. Accredited ONLY Up to 250 FtLbs
SNAP-ON | TE-12A | TORQUE WRENCH | 69 | 86 | 93 | YES | NO | Check Range. Accredited ONLY Up to 250 FtLbs
SNAP-ON | TE250FU | TORQUE WRENCH | 69 | 86 | 93 | YES | NO | Check Range. Accredited ONLY Up to 250 FtLbs
SNAP-ON | TE352FUA | TORQUE WRENCH | 69 | 86 | 93 | YES | NO | Check Range. Accredited ONLY Up to 250 FtLbs
SNAP-ON | TE50A | TORQUE METER | 69 | 86 | 93 | YES | NO | Check Range. Accredited ONLY Up to 250 FtLbs
SNAP-ON | TE50LA | TORQUE METER | 69 | 86 | 93 | YES | NO | Check Range. Accredited ONLY Up to 250 FtLbs
SNAP-ON | TE602A | TORQUE WRENCH | 69 | 86 | NA | NO | NO | 600 FT LB
SNAP-ON | TE602FUA | TORQUE WRENCH | 69 | 86 | NA | NO | NO | 600 FT LB
SNAP-ON | TE6A | TORQUE METER | 69 | 86 | 93 | YES | NO | Check Range. Accredited ONLY Up to 250 FtLbs
SNAP-ON | TEC12A | TORQUE METER | 69 | 86 | 93 | YES | NO | Check Range. Accredited ONLY Up to 250 FtLbs
SNAP-ON | TEC12FUA | TORQUE WRENCH | 69 | 86 | 93 | YES | NO | Check Range. Accredited ONLY Up to 250 FtLbs
SNAP-ON | TECH2FR100 | TORQUE WRENCH | 69 | 86 | 93 | YES | NO | Check Range. Accredited ONLY Up to 250 FtLbs
SNAP-ON | TECH3R250 | TORQUE WRENCH | 69 | 86 | 93 | YES | NO | Check Range. Accredited ONLY Up to 250 FtLbs
SNAP-ON | TER12LA | TORQUE METER | 69 | 86 | 93 | YES | NO | Check Range. Accredited ONLY Up to 250 FtLbs
SNAP-ON | TER3FUA | TORQUE METER | 69 | 86 | 93 | YES | NO | Check Range. Accredited ONLY Up to 250 FtLbs
SNAP-ON | TOFR250E | TORQUE WRENCH | 69 | 86 | 93 | YES | NO | Check Range. Accredited ONLY Up to 250 FtLbs
SNAP-ON | TQFR 100 | TORQUE WRENCH | 69 | 86 | 93 | YES | NO | Check Range. Accredited ONLY Up to 250 FtLbs
SNAP-ON | TQFR 250C | TORQUE WRENCH | 69 | 86 | 93 | YES | NO | Check Range. Accredited ONLY Up to 250 FtLbs
SNAP-ON | TQFR250C | TORQUE WRENCH | 69 | 86 | 93 | YES | NO | Check Range. Accredited ONLY Up to 250 FtLbs
SNAP-ON | TQFR250D | TORQUE WRENCH | 69 | 86 | 93 | YES | NO | Check Range. Accredited ONLY Up to 250 FtLbs
SNAP-ON | TQFRN350E | TORQUE WRENCH | 69 | 86 | 93 | YES | NO | Check Range. Accredited ONLY Up to 250 FtLbs
SNAP-ON | TQR 600B | TORQUE WRENCH | 69 | 86 | NA | NO | NO | 600 FT LB
SNAP-ON | TQR600B | TORQUE WRENCH | 69 | 86 | NA | NO | NO | 600 FT LB
SNAP-ON | TQS012FUA | TORQUE WRENCH METER | 69 | 86 | 93 | YES | NO | Check Range. Accredited ONLY Up to 250 FtLbs
SNAP-ON | TQS-025 | TORQUE WRENCH | 69 | 86 | 93 | YES | NO | Check Range. Accredited ONLY Up to 250 FtLbs
SNAP-ON | TQS1A | TORQUE METER | 69 | 86 | 93 | YES | NO | Check Range. Accredited ONLY Up to 250 FtLbs
SNAP-ON | TQSC6A | TORQUE METER | 69 | 86 | 93 | YES | NO | Check Range. Accredited ONLY Up to 250 FtLbs
SNAP-ON | TQSS1A | TORQUE WRENCH | 69 | 86 | 93 | YES | NO | Check Range. Accredited ONLY Up to 250 FtLbs
SOAR | 611 | CLAMP METER | 126 | 158 | 170 | YES | NO
SOLA BASIC DIELECTRIC | FA-8768B | WATTMETER-VSWR INDICATOR | 0 | 0 | NA | NO | NO | Cal w/Installed Element. Use Bird Prices
SOLAIR GROUP | C26006-29 | CARGO FIRE EXTINGUSHING SYSTEM | 168 | NA | NA | NO | NO
SOLAR ELECTRONICS | 9917-0.1 | RESISTOR STANDARD 4 PT PROBE | 126 | 158 | NA | NO | NO | DATA ONLY
SOLAR TURBINES | FT51010-32 | SIGNAL SOURCE & CALIBRATOR | 336 | 420 | 454 | YES | NO
SOLECTRON | JUST FAIL | HI POT MARGIN TEST BOX | 109 | 136 | 147 | YES | NO
SO-LOW | ABT-EP-3004 | REFRIGERATOR | 420 | 525 | 567 | YES | NO
SO-LOW | ABT-EP-3020 | FREEZER | 420 | 525 | 567 | YES | NO
SO-LOW | JHD-40R | REFRIGERATOR | 420 | 525 | 567 | YES | NO
SOMFY TEC | 500G | FORCE GAUGE | 138 | 173 | NA | NO | NO | 500 G
SOMFY TEC | Various | GRAM GAUGE (All models) | 138 | 173 | NA | NO | NO
SONATEST | ALPHAGAGE+ | ULTRASONIC THICKNESS GAGE | 173 | 216 | NA | NO | NO
SONATEST | MICROGAGE IV | THICKNESS GAGE, ULTRASONIC | 173 | 216 | NA | NO | NO
SONATEST | SONAGAGE II | ULTRASONIC THICKNESS GAUGE | 173 | 216 | NA | NO | NO
SONY | LF-20 | DIGITAL READOUT LVDT | 69 | 86 | NA | NO | NO
SONY | LF-200 | DIGITAL READOUT LVDT | 69 | 86 | NA | NO | NO
SORENSEN XANTREX | DCR32-155T | DC POWER SUPPLY | 168 | 210 | 227 | YES | NO
SORENSEN XANTREX | DCS 150-7E | DC POWER SUPPLY | 168 | 210 | 227 | YES | NO
SORENSEN XANTREX | DHP 40-166M2 | DC POWER SUPPLY | 168 | 210 | 227 | YES | NO
SORENSEN XANTREX | DLM 150-4 | DC POWER SUPPLY | 168 | 210 | 227 | YES | NO
SORENSEN XANTREX | DLM 20-30 | DC POWER SUPPLY | 168 | 210 | 227 | YES | NO
SORENSEN XANTREX | DLM 40-15 | DC POWER SUPPLY | 168 | 210 | 227 | YES | NO
SORENSEN XANTREX | HDP 30-10 | DC POWER SUPPLY | 168 | 210 | 227 | YES | NO
SORENSEN XANTREX | HPD 30-10 | DC POWER SUPPLY | 168 | 210 | 227 | YES | NO
SORENSEN XANTREX | HPD30-10S | DC POWER SUPPLY | 168 | 210 | 227 | YES | NO
SORENSEN XANTREX | SGI600X8C-xxxx | DC POWER SUPPLY HIGH VOLTAGE | 294 | 368 | 397 | YES | NO | 600V 8A
SORENSEN XANTREX | SLM-4 | DC ELECTRONIC LOAD MAINFRAME | 168 | NA | NA | NO | NO | MAINFRAME LVL 4 ONLY. Modules Priced Each
SORENSEN XANTREX | SLM-60-60-300 | DC ELECTRONIC LOAD MODULE | 210 | 263 | 284 | YES | NO | Current Accredited up to 20 Amps
SORENSEN XANTREX | XDC 80-75 | DC POWER SUPPLY HIGH VOLTAGE | 294 | 368 | 397 | YES | NO | 80V 75A (High Pwr)
SORENSEN XANTREX | XDL 35-5P | DC POWER SUPPLY | 185 | 231 | 250 | YES | NO
SORENSEN XANTREX | XDL 35-5TP | DC POWER SUPPLY | 185 | 231 | 250 | YES | NO
SORENSEN XANTREX | XFR 100-12 | POWER SUPPLY | 185 | 231 | 250 | YES | NO
SORENSEN XANTREX | XFR 12-100 | POWER SUPPLY | 252 | 315 | 340 | YES | NO
SORENSEN XANTREX | XFR 150-8 | POWER SUPPLY | 185 | 231 | 250 | YES | NO
SORENSEN XANTREX | XFR 20-60 | POWER SUPPLY | 185 | 231 | 250 | YES | NO
SORENSEN XANTREX | XFR 300-4 | POWER SUPPLY | 252 | 315 | 340 | YES | NO
SORENSEN XANTREX | XFR 300-4MGA | POWER SUPPLY | 252 | 315 | 340 | YES | NO
SORENSEN XANTREX | XFR 300-9 | POWER SUPPLY | 252 | 315 | 340 | YES | NO
SORENSEN XANTREX | XFR 35-35 | POWER SUPPLY | 185 | 231 | 250 | YES | NO
SORENSEN XANTREX | XFR 40-30 | POWER SUPPLY | 185 | 231 | 250 | YES | NO
SORENSEN XANTREX | XFR 600-2 | POWER SUPPLY | 294 | 368 | 397 | YES | NO
SORENSEN XANTREX | XFR 60-20 | 1200W PROGRAMMABLE DC POWER SUPPLY | 185 | 231 | 250 | YES | NO
SORENSEN XANTREX | XFR 60-46 | DC POWER SUPPLY | 185 | 231 | 250 | YES | NO
SORENSEN XANTREX | XFR 6-200 | POWER SUPPLY | 185 | 231 | 250 | YES | NO
SORENSEN XANTREX | XFR 7.5-140 | POWER SUPPLY | 252 | 315 | 340 | YES | NO
SORENSEN XANTREX | XG 600-1.4 | DC POWER SUPPLY | 294 | 368 | 397 | YES | NO
SORENSEN XANTREX | XHR 100-10 | DC POWER SUPPLY | 185 | 231 | 250 | YES | NO
SORENSEN XANTREX | XHR 150-7 | DC POWER SUPPLY | 185 | 231 | 250 | YES | NO
SORENSEN XANTREX | XHR 33-33 | DC POWER SUPPLY | 185 | 231 | 250 | YES | NO
SORENSEN XANTREX | XHR 600-1.7 | DC POWER SUPPLY | 294 | 368 | 397 | YES | NO
SORENSEN XANTREX | XHR 60-18 | DC POWER SUPPLY | 185 | 231 | 250 | YES | NO
SORENSEN XANTREX | XHR 7.5-80 | DC POWER SUPPLY | 252 | 315 | 340 | YES | NO
SORENSEN XANTREX | XPF 60-20DP | DUAL DC POWER SUPPLY | 185 | 231 | 250 | YES | NO
SOTCHER | 565 | HI-POT CONTINUITY TESTER | 252 | 315 | 340 | YES | NO
SOTCHER | 566 | HIPOT TESTER | 252 | 315 | 340 | YES | NO
SOUTH BEND | SLES/20CCH | OVEN | 378 | 473 | 510 | YES | NO | AMB to +500F
SOUTHERN GAUGE | 1 1/4-12 UNF-2B | THREAD PLUG GAUGE GO NOGO | 69 | 86 | NA | NO | NO
SOUTHERN GAUGE | 1 7/8-12 UN-2A | THREAD RING GAUGE NOGO | 69 | 86 | NA | NO | NO
SOUTHERN GAUGE | 1 7/8-12 UN-2B | THREAD PLUG GAUGE GO NOGO | 69 | 86 | NA | NO | NO
SOUTHERN GAUGE | 1"-11 1/2 NPT | THREAD PLUG GAUGE | 69 | 86 | NA | NO | NO
SOUTHERN GAUGE | 1"-20 UNEF-2B | THREAD PLUG GAUGE GO NOGO | 69 | 86 | NA | NO | NO
SOUTHERN GAUGE | 1.063"/1.066" | PLUG GAUGE GO NOGO | 69 | 86 | NA | NO | NO
SOUTHERN GAUGE | 1/2 14 NPT L1 | THREAD PLUG GAUGE | 69 | 86 | NA | NO | NO
SOUTHERN GAUGE | 1/2-13 UNC-3B | THREAD PLUG GAUGE GO NOGO | 69 | 86 | NA | NO | NO
SOUTHERN GAUGE | 1/2-14 NPT L1 | THREAD RING GAUGE | 69 | 86 | NA | NO | NO
SOUTHERN GAUGE | 1/2-20 UNF-2B | THREAD PLUG GAUGE GO NOGO | 69 | 86 | NA | NO | NO
SOUTHERN GAUGE | 1/4-20 UNC-2A | THREAD RING GAUGE GO | 69 | 86 | NA | NO | NO
SOUTHERN GAUGE | 1/4-20 UNC-2B | THREAD PLUG GAUGE GO | 69 | 86 | NA | NO | NO
SOUTHERN GAUGE | 1/4-28 UNF-2A | THREAD RING GAUGE GO | 69 | 86 | NA | NO | NO
SOUTHERN GAUGE | 1/4-28 UNF-2B | THREAD PLUG GAUGE GO | 69 | 86 | NA | NO | NO
SOUTHERN GAUGE | 1/8-27 NPT L1 | THREAD PLUG GAUGE | 69 | 86 | NA | NO | NO
SOUTHERN GAUGE | 10-24 UNC-2A | THREAD RING GAUGE NOGO | 69 | 86 | NA | NO | NO
SOUTHERN GAUGE | 10-24 UNC-2B | THREAD PLUG GAUGE GO | 69 | 86 | NA | NO | NO
SOUTHERN GAUGE | 10-32 UNF-2B | THREAD PLUG GAUGE GO | 69 | 86 | NA | NO | NO
SOUTHERN GAUGE | 1-11 1/2 NPT L1 | THREAD RING GAUGE | 69 | 86 | NA | NO | NO
SOUTHERN GAUGE | 1-12 UNF-2B | THREAD PLUG GAUGE GO NOGO | 69 | 86 | NA | NO | NO
SOUTHERN GAUGE | 12-24 UNC-2A | THREAD SET PLUG GAUGE GO NOGO | 69 | 86 | NA | NO | NO
SOUTHERN GAUGE | 12-24 UNC-3B | THREAD PLUG GAUGE GO NOGO | 69 | 86 | NA | NO | NO
SOUTHERN GAUGE | 2-56 UNC-2B | THREAD PLUG GAUGE GO NOGO | 69 | 86 | NA | NO | NO
SOUTHERN GAUGE | 3/4-10 UNC-2A | THREAD SET PLUG GAUGE GO NOGO | 69 | 86 | NA | NO | NO
SOUTHERN GAUGE | 3/4-14 NPSL-2B | THREAD PLUG GAUGE GO NOGO | 69 | 86 | NA | NO | NO
SOUTHERN GAUGE | 3/4-14 NPT | THREAD PLUG GAUGE | 69 | 86 | NA | NO | NO
SOUTHERN GAUGE | 3/4-16 UNF-2A | THREAD SET PLUG GAUGE GO NOGO | 69 | 86 | NA | NO | NO
SOUTHERN GAUGE | 3/4-20 UNEF-2A | THREAD SET PLUG GAUGE GO NOGO | 69 | 86 | NA | NO | NO
SOUTHERN GAUGE | 3/8-16 UNC-2B | THREAD PLUG GAUGE GO | 69 | 86 | NA | NO | NO
SOUTHERN GAUGE | 3/8-18 NPT L1 | THREAD PLUG GAUGE | 69 | 86 | NA | NO | NO
SOUTHERN GAUGE | 3/8-24 UNF-2B | THREAD PLUG GAUGE GO | 69 | 86 | NA | NO | NO
SOUTHERN GAUGE | 3/8-32 UNEF-2A | THREAD RING GAUGE GO | 69 | 86 | NA | NO | NO
SOUTHERN GAUGE | 3/8-32 UNEF-3A | THREAD SET PLUG GAUGE GO NOGO | 69 | 86 | NA | NO | NO
SOUTHERN GAUGE | 4-40 UNC-2B | THREAD PLUG GAUGE GO NOGO | 69 | 86 | NA | NO | NO
SOUTHERN GAUGE | 5/16-18 UNC-2B | THREAD PLUG GAUGE GO | 69 | 86 | NA | NO | NO
SOUTHERN GAUGE | 5/16-18 UNC-2B STI | THREAD PLUG GAUGE GO NOGO | 69 | 86 | NA | NO | NO
SOUTHERN GAUGE | 5/16-24 UNF-2A | THREAD RING GAUGE GO | 69 | 86 | NA | NO | NO
SOUTHERN GAUGE | 5/16-24 UNF-2B | THREAD PLUG GAUGE GO | 69 | 86 | NA | NO | NO
SOUTHERN GAUGE | 5/8-11 UNC-2A | THREAD SET PLUG GAUGE GO NOGO | 69 | 86 | NA | NO | NO
SOUTHERN GAUGE | 5/8-18 UNF-2A | THREAD SET PLUG GAUGE GO NOGO | 69 | 86 | NA | NO | NO
SOUTHERN GAUGE | 5-40 UNC-2A | THREAD SET PLUG GAUGE GO NOGO | 69 | 86 | NA | NO | NO
SOUTHERN GAUGE | 5-40 UNC-2B | THREAD PLUG GAUGE GO NOGO | 69 | 86 | NA | NO | NO
SOUTHERN GAUGE | 6-32 UNC-2B | THREAD PLUG GAUGE GO NOGO | 69 | 86 | NA | NO | NO
SOUTHERN GAUGE | 6-40 UNF-2B | THREAD PLUG GAUGE GO NOGO | 69 | 86 | NA | NO | NO
SOUTHERN GAUGE | 7/16-14 UNC-2A | THREAD RING GAUGE GO | 69 | 86 | NA | NO | NO
SOUTHERN GAUGE | 7/16-14 UNC-2B | THREAD PLUG GAUGE GO NOGO | 69 | 86 | NA | NO | NO
SOUTHERN GAUGE | 7/16-20 UNF-2A | THREAD RING GAUGE GO | 69 | 86 | NA | NO | NO
SOUTHERN GAUGE | 7/16-20 UNF-2B | THREAD PLUG GAUGE GO | 69 | 86 | NA | NO | NO
SOUTHERN GAUGE | 8-32 UNC-2B | THREAD PLUG GAUGE GO NOGO | 69 | 86 | NA | NO | NO
SOUTHERN GAUGE | 8-36 UNF-2A | THREAD SET PLUG GAUGE GO NOGO | 69 | 86 | NA | NO | NO
SOUTHERN GAUGE | 9/16-18 UNF-2B | THREAD PLUG GAUGE GO | 69 | 86 | NA | NO | NO
SOUTHERN GAUGE | M8x1.25-6g | THREAD SET PLUG GAUGE GO NOGO | 69 | 86 | NA | NO | NO
SOUTHERN GAUGE | M8x1.25-6H | THREAD PLUG GAUGE GO NOGO | 69 | 86 | NA | NO | NO
SOUTHWIRE | 11050N | MULTIMETER | 126 | 158 | 170 | YES | NO
SOUTHWIRE | 12070T | MULTIMETER | 126 | 158 | 170 | YES | NO
SOUTHWIRE | 16040T | HANDHELD MULTIMETER | 126 | 158 | 170 | YES | NO
SOUTHWIRE | 21050T | CLAMP METER | 126 | 158 | 170 | YES | NO
SOUTHWIRE | 23030T | CLAMP METER | 126 | 158 | 170 | YES | NO
SOUTHWIRE | SA822 | STRIPPER WIRE | 104 | 130 | NA | NO | NO
SP SCIENTIFIC | AIR JET XE | BENCHTOP TEMP CYCLING SYSTEM | 420 | 525 | 567 | YES | NO
SP SCIENTIFIC | THERMOJET-ES | TEMP FORCER | 420 | 525 | 567 | YES | NO
SPACE ELECTRONICS | 101-5HJ-NAV | IGNITER CIRCUIT TESTER | 252 | 315 | NA | NO | NO
SPACE ELECTRONICS | UNKNOWN | CALIBRATION BALL | 90 | 113 | NA | NO | NO
SPAN | 02-0353-T | PRESSURE GAUGE TIRE PRESSURE | 69 | 86 | NA | NO | NO
SPAN | 05-0011-T | PRESSURE GAUGE | 69 | 86 | NA | NO | NO | 100 PSI
SPAN | 2.0 BAR | PRESSURE GAUGE | 69 | 86 | NA | NO | NO | 2 BAR (29 PSI)
SPAN | 300 PSI | PRESSURE GAUGE | 69 | 86 | NA | NO | NO | 300 PSI
SPANSION | 12 Lb/Ft | TORQUE WRENCH | 69 | 86 | 93 | YES | NO | 12 FT LB
SPANSION | 35 Lb/Ft | TORQUE WRENCH | 69 | 86 | 93 | YES | NO | Check Range. Accredited ONLY Up to 250 FtLbs
SPC | 4638 | ESD WRIST STRAP TESTER | 84 | 105 | NA | NO | NO
SPC | 4639 | ESD WRIST/FOOTSTRAP TESTER | 84 | 105 | NA | NO | NO
SPC TECHNOLOGY | RSU-280 | RESISTANCE SUBSTITUTION | 210 | 263 | 284 | YES | NO
SPEC TOOL | TLS0022 | TORQUE DRIVER | 69 | 86 | 93 | YES | NO | Check Range. Accredited ONLY Up to 250 FtLbs
SPEC TOOLS | F72917-19 | TEST, HYDRAULIC PUMP | 168 | NA | NA | NO | NO
SPEC TOOLS | J26003-12 | TEST BOX TIME DELAY | 126 | 158 | NA | NO | NO
SPECTRATIME | LPFRS-01 OPTPAPA-2C | RUBIDIUM FREQUENCY STANDARD | 1008 | 1260 | NA | NO | NO
SPECTRONICS CORP. | ACUPAVE | PAVEMENT MEASUREMENT SYSTEM | 242 | 303 | NA | NO | NO | CUSTOM CAL PER CUSTOMER
SPEEDAIRE | 150 PSI | AIR PRESSURE REGULATOR | 69 | 86 | NA | NO | NO
SPEEDWAY | 0-1" | MICROMETER | 69 | 86 | 93 | YES | NO | 1 INCH
SPEEDWAY | 4" | SQUARE PRECISION | 69 | 86 | NA | NO | NO | 4 INCH
SPEEDWAY | 6" | CALIPER | 69 | 86 | 93 | YES | NO | 6 INCH
SPER SCIENTIFIC | 800023 | 4 CHANNEL THERMOMETER | 252 | 315 | 340 | YES | NO
SPER SCIENTIFIC | 840012 | SOUND LEVEL METER | 168 | 210 | NA | NO | NO
SPER SCIENTIFIC | 840016 | SOUND CALIBRATOR | 168 | 210 | NA | NO | NO | Some Models May have TUR<4:1
SPER SCIENTIFIC | 850016 | 2 POINT ACOUSTICAL CALIBRATOR | 168 | 210 | NA | NO | NO | Some Models May have TUR<4:1
SPER SCIENTIFIC | 850068 | AIRFLOW TEMP RH LIGHT METER | 207 | 259 | NA | NO | NO | LimCal-FlowOnly
SPER SCIENTIFIC | UNKNOWN | DETACHABLE PROBE SOUND METER | 168 | 210 | NA | NO | NO
SPI | 5e-05 | INDICATOR DIAL | 69 | 86 | NA | NO | NO | 0.00005 INCH
SPI | 0.3494 | RING GAUGE SETTING | 69 | 86 | NA | NO | NO | 0.3494 INCH
SPI | 1090 | CHAMFER GAUGE | 69 | 86 | NA | NO | NO
SPI | 1127 | CHAMFER GAUGE | 69 | 86 | NA | NO | NO
SPI | .8855-.8905 | PLUG GAUGE GO NOGO | 69 | 86 | NA | NO | NO
SPI | 0.011-0.060 | PLUG GAUGE SET | 138 | 173 | NA | NO | NO | 50 pc
SPI | 0.030" | INDICATOR TEST | 69 | 86 | NA | NO | NO
SPI | 0.050"-4.00" | GAUGE BLOCK SET,81 PIECE | 552 | 690 | NA | NO | NO | 81 pc
SPI | 0.061"-0.250" Minus | PLUG GAUGE SET | 449 | 561 | NA | NO | NO | 190 pc
SPI | 0.061"-0.250" Plus | PLUG GAUGE SET | 449 | 561 | NA | NO | NO | 190 pc
SPI | 0.161+/0.171- | PLUG GAUGE GO NOGO | 69 | 86 | NA | NO | NO
SPI | 0.167+/0.177- | PLUG GAUGE GO NOGO | 69 | 86 | NA | NO | NO
SPI | 0.188+/0.192- | PLUG GAUGE GO NOGO | 69 | 86 | NA | NO | NO
SPI | 0.213+/0.223- | PLUG GAUGE GO NOGO | 69 | 86 | NA | NO | NO
SPI | 0.250+/0.252- | PLUG GAUGE GO NOGO | 69 | 86 | NA | NO | NO
SPI | 0.251+/0.252- | PLUG GAUGE GO NOGO | 69 | 86 | NA | NO | NO
SPI | 0.308+/0.318- | PLUG GAUGE GO NOGO | 69 | 86 | NA | NO | NO
SPI | 0.49996" | RING GAUGE SETTING | 69 | 86 | NA | NO | NO | 0.49996 INCH
SPI | 0.49997" | RING GAUGE SETTING | 69 | 86 | NA | NO | NO
SPI | 0.5" | THICKNESS GAUGE | 69 | 86 | NA | NO | NO
SPI | 0.50"-0.65" | MICROMETER BORE | 69 | 86 | NA | NO | NO | 0.650 INCH
SPI | 0.626"-0.750" | PLUG GAUGE SET CLASS ZZ | 449 | 561 | NA | NO | NO | 124 Pc
SPI | 0.65"-0.8" | MICROMETER BORE | 69 | 86 | NA | NO | NO | 0.800 INCH
SPI | 0.65006" | RING GAUGE | 69 | 86 | NA | NO | NO
SPI | 0.99996" | RING GAUGE | 69 | 86 | NA | NO | NO
SPI | 0-1 IN | MICROMETER | 69 | 86 | 93 | YES | NO | 1 INCH
SPI | 0-1" | MICROMETER | 69 | 86 | 93 | YES | NO | 1 INCH
SPI | 0-18" | HEIGHT GAUGE | 124 | 155 | NA | NO | NO | 18 INCH
SPI | 0-6' | MICROMETER | 69 | 86 | 93 | YES | NO | 6 INCH
SPI | 1 1/4-11 1/2 NPT | THREAD PLUG GAUGE | 69 | 86 | NA | NO | NO
SPI | 1.00000" | RING GAUGE | 69 | 86 | NA | NO | NO
SPI | 1.00002" | RING GAUGE | 69 | 86 | NA | NO | NO
SPI | 1.39998" | RING GAUGE | 69 | 86 | NA | NO | NO
SPI | 1.40000" | RING GAUGE | 69 | 86 | NA | NO | NO
SPI | 1/2-14 NPT | THREAD PLUG GAUGE | 69 | 86 | NA | NO | NO
SPI | 1/2-20 UNF-2B | THREAD PLUG GAUGE GO NOGO | 69 | 86 | NA | NO | NO
SPI | 1/2-20 UNF-3B | THREAD PLUG GAUGE GO NOGO | 69 | 86 | NA | NO | NO
SPI | 1/2-28 UNEF-2B | THREAD PLUG GAUGE GO NOGO | 69 | 86 | NA | NO | NO
SPI | 1/4-18 NPT | THREAD PLUG GAUGE | 69 | 86 | NA | NO | NO
SPI | 1/4-20 UNC | THREAD PLUG GAUGE GO | 69 | 86 | NA | NO | NO
SPI | 1/4-20 UNC-2B | THREAD PLUG GAUGE GO NOGO | 69 | 86 | NA | NO | NO
SPI | 1/4-20 UNC-3B | THREAD PLUG GAUGE GO NOGO | 69 | 86 | NA | NO | NO
SPI | 1/4-28 UNF-2B | THREAD PLUG GAUGE GO NOGO | 69 | 86 | NA | NO | NO
SPI | 1/8-27 NPT L1 | THREAD RING GAUGE | 69 | 86 | NA | NO | NO
SPI | 10" | END ROD | 69 | 86 | NA | NO | NO | 10 INCH
SPI | 100-2 | COUNTER SINK GAUGE | 69 | 86 | NA | NO | NO
SPI | 10-24 UNC-2B | THREAD PLUG GAUGE GO NOGO | 69 | 86 | NA | NO | NO
SPI | 10-32 UNF-2B | THREAD PLUG GAUGE GO NOGO | 69 | 86 | NA | NO | NO
SPI | 10-721-9 | MICROMETER BORE | 69 | 86 | NA | NO | NO | 0.650 INCH
SPI | 10-722-7 | MICROMETER BORE | 69 | 86 | NA | NO | NO | 0.800 INCH
SPI | 10-731-8 | MICROMETER BORE | 69 | 86 | NA | NO | NO | 1 INCH
SPI | 10-805-0 | MICROMETER | 69 | 86 | 93 | YES | NO | 1 INCH
SPI | 10-806-8 | MICROMETER | 69 | 86 | 93 | YES | NO | 2 INCH
SPI | 10-807-6 | MICROMETER | 69 | 86 | 93 | YES | NO | 3 INCH
SPI | 1-12 UNF-2B | THREAD PLUG GAUGE GO NOGO | 69 | 86 | NA | NO | NO
SPI | 1-2 IN | MICROMETER | 69 | 86 | 93 | YES | NO | 2 INCH
SPI | 12" | CALIPER | 69 | 86 | 93 | YES | NO | 12 INCH
SPI | 1-2" | MICROMETER | 69 | 86 | 93 | YES | NO | 2 INCH
SPI | 12-24 UNC-3B | THREAD PLUG GAUGE GO NOGO | 69 | 86 | NA | NO | NO
SPI | 12-28 UNF-2B | THREAD PLUG GAUGE | 69 | 86 | NA | NO | NO
SPI | 12-349-7 | MICROMETER | 69 | 86 | 93 | YES | NO | 1 INCH
SPI | 12-350-5 | 1-2” MICROMETER | 69 | 86 | NA | NO | NO
SPI | 12-352-1 | 2-3” MICROMETER | 69 | 86 | NA | NO | NO
SPI | 12-389-3 | MICROMETER I.D. | 69 | 86 | NA | NO | NO
SPI | 12-404-0 | CALIPER | 69 | 86 | 93 | YES | NO
SPI | 12-409-9 | MICROMETER DEPTH SET | 138 | 173 | 186 | YES | NO | 4 Rods
SPI | 12-410-7 | MICROMETER DEPTH | 69 | 86 | 93 | YES | NO
SPI | 12-461-0 | MICROMETER | 69 | 86 | 93 | YES | NO | 1 INCH
SPI | 12-520-3 | CALIPER | 69 | 86 | 93 | YES | NO | 6 INCH
SPI | 12-521-1 | CALIPER | 69 | 86 | 93 | YES | NO | 6 INCH
SPI | 12-524-5 | CALIPER | 69 | 86 | 93 | YES | NO | 12 INCH
SPI | 12-527-8 | CALIPER | 69 | 86 | 93 | YES | NO | 6 INCH
SPI | 12-533-6 | CALIPER | 69 | 86 | 93 | YES | NO | 6 INCH
SPI | 13-113-6 | MICROMETER | 69 | 86 | 93 | YES | NO | 3 INCH
SPI | 13-189-6 | PROTRACTOR | 69 | 86 | NA | NO | NO
SPI | 13-193-8 | SQUARE | 69 | 86 | NA | NO | NO
SPI | 13-352-0 | SQUARE COMBINATION SET | 104 | 130 | NA | NO | NO | 6 INCH
SPI | 13-376-9 | SQUARE SET COMBINATION | 104 | 130 | NA | NO | NO | 12 INCH
SPI | 13-477-5 | MICROMETER | 69 | 86 | 93 | YES | NO | 1 INCH
SPI | 13-514-5 | MICROMETER SCREW THREAD | 69 | 86 | NA | NO | NO | 1 INCH
SPI | 13-522-8 | MICROMETER DEPTH | 69 | 86 | 93 | YES | NO | 6 INCH
SPI | 13-528-5 | MICROMETER DEPTH SET | 138 | 173 | 186 | YES | NO | 4 Rods
SPI | 13-541-8 | MICROMETER BORE | 69 | 86 | NA | NO | NO
SPI | 13-578-0 | MICROMETER I.D. | 69 | 86 | NA | NO | NO
SPI | 13-579-8 | MICROMETER I.D. | 69 | 86 | NA | NO | NO
SPI | 13-610-1 | CALIPER | 69 | 86 | 93 | YES | NO | 6 INCH
SPI | 13-611-9 | 8” DIGITAL CALIPER | 69 | 86 | 93 | YES | NO
SPI | 13-612-7 | CALIPER | 69 | 86 | 93 | YES | NO | 12 INCH
SPI | 13-613-5 | CALIPER LARGE | 104 | 130 | 140 | YES | NO | 24 INCH
SPI | 13-619-2 | DEPTH GAUGE | 69 | 86 | NA | NO | NO
SPI | 13-620-0 | DEPTH GAUGE | 69 | 86 | NA | NO | NO
SPI | 13-626-7 | SQUARE | 69 | 86 | NA | NO | NO | 4 INCH
SPI | 13-627-5 | SQUARE | 69 | 86 | NA | NO | NO | 6 INCH
SPI | 13-634-1 | SQUARE WORKSHOP | 104 | 130 | NA | NO | NO
SPI | 13-661-4 | CALIPER GAUGE | 69 | 86 | 93 | YES | NO
SPI | 13-662-2 | CALIPER GAUGE ELECTRONIC INTERNAL | 69 | 86 | 93 | YES | NO
SPI | 13-743-0 | MICROMETER | 69 | 86 | 93 | YES | NO | 1 INCH
SPI | 13-749-7 | DEPTH GAUGE | 69 | 86 | NA | NO | NO
SPI | 13-770-3 | PROTRACTOR DIGITAL | 69 | 86 | NA | NO | NO
SPI | 13-836-2 | MICROMETER CALIPER | 69 | 86 | 93 | YES | NO | 1 INCH
SPI | 13-838-8 | MICROMETER DEPTH SET | 138 | 173 | 186 | YES | NO | 4 Rods
SPI | 13-949-3 | RULER STEEL | 69 | 86 | NA | NO | NO
SPI | 13-978-2 | CENTERING INDICATOR | 69 | 86 | NA | NO | NO
SPI | 14-179-6 | TAPER GAUGE | 117 | 146 | NA | NO | NO
SPI | 14-547-4 | MICROMETER I.D. | 69 | 86 | NA | NO | NO | 20 INCH
SPI | 14-792-6 | CALIPER | 69 | 86 | 93 | YES | NO
SPI | 14-796-7 | INDICATOR DIGITAL | 69 | 86 | NA | NO | NO | 1 INCH
SPI | 14-797-5 | INDICATOR DIGITAL | 69 | 86 | NA | NO | NO
SPI | 14-836-1 | INDICATOR TEST | 69 | 86 | NA | NO | NO | 0.030 INCH
SPI | 14-840-3 | INDICATOR TEST | 69 | 86 | NA | NO | NO
SPI | 15-144-9 | COATING THICKNESS GAGE | 69 | 86 | NA | NO | NO
SPI | 15-500-2 | CALIPER | 69 | 86 | 93 | YES | NO
SPI | 15-502-8 | Outside Electronic Caliper Gage | 69 | 86 | 93 | YES | NO
SPI | 15-510-1 | CALIPER I.D. | 69 | 86 | 93 | YES | NO
SPI | 15-529-1 | CALIPER | 69 | 86 | 93 | YES | NO
SPI | 15-600-0 | CALIPER | 69 | 86 | 93 | YES | NO
SPI | 15-606-7 | CALIPER | 69 | 86 | 93 | YES | NO | 12 INCH
SPI | 15-607 | CALIPERS 12 IN DIAL | 69 | 86 | 93 | YES | NO
SPI | 15-719-8 | CALIPER | 69 | 86 | 93 | YES | NO | 6 INCH
SPI | 1-64 UNC-2B | THREAD PLUG GAUGE GO NOGO | 69 | 86 | NA | NO | NO
SPI | 17-975-4 | 12” DIGITAL CALIPER | 69 | 86 | 93 | YES | NO
SPI | 1-8 UNC-25 | THREAD PLUG GAUGE GO NOGO | 69 | 86 | NA | NO | NO
SPI | 18-000-0 | CALIPER | 69 | 86 | 93 | YES | NO | 12 INCH
SPI | 19-008-2 | DIAL CALIPER | 69 | 86 | 93 | YES | NO
SPI | 2" | END ROD | 69 | 86 | NA | NO | NO | 2 INCH
SPI | 2.80000" | RING GAUGE | 69 | 86 | NA | NO | NO
SPI | 20-339-8 | INDICATOR DIAL | 69 | 86 | NA | NO | NO
SPI | 20-586-4 | CALIPER | 69 | 86 | 93 | YES | NO
SPI | 20-588-0 | CALIPER DIAL GAUGE INTERTEST | 69 | 86 | 93 | YES | NO
SPI | 20-589-8 | CALIPER | 69 | 86 | 93 | YES | NO
SPI | 20-660-7 | CHAMFER GAUGE | 69 | 86 | NA | NO | NO
SPI | 20-703-5 | INDICATOR DIAL | 69 | 86 | NA | NO | NO
SPI | 20-910-6 | SPINDLE SQUARE | 117 | 146 | NA | NO | NO
SPI | 21-561-6 | CALIPER I.D. | 69 | 86 | 93 | YES | NO
SPI | -216/-.220" | PLUG GAUGE GO NOGO | 69 | 86 | NA | NO | NO
SPI | 2-3 IN | MICROMETER | 69 | 86 | 93 | YES | NO | 3 INCH
SPI | 2-3" | MICROMETER | 69 | 86 | 93 | YES | NO | 3 INCH
SPI | 24" | CALIPER | 69 | 86 | 93 | YES | NO | 24 INCH
SPI | 24-300-6 | INDICATOR DIAL | 69 | 86 | NA | NO | NO
SPI | 24-309-7 | INDICATOR DIAL | 69 | 86 | NA | NO | NO
SPI | 24-313-9 | INDICATOR DIAL | 69 | 86 | NA | NO | NO
SPI | 24-333-7 | INDICATOR DIAL | 69 | 86 | NA | NO | NO
SPI | 2-56 UNC-2B | THREAD PLUG GAUGE GO NOGO | 69 | 86 | NA | NO | NO
SPI | 26-333-5 | INDICATOR DIAL | 69 | 86 | NA | NO | NO
SPI | 3" | END ROD | 69 | 86 | NA | NO | NO | 3 INCH
SPI | 3.59996" | RING GAUGE | 69 | 86 | NA | NO | NO
SPI | 3/4-16 UNF-3B | THREAD PLUG GAUGE GO NOGO | 69 | 86 | NA | NO | NO
SPI | 3/8-24 UNF-2B | THREAD PLUG GAUGE GO NOGO | 69 | 86 | NA | NO | NO
SPI | 3/8-32 UNEF-2B | THREAD PLUG GAUGE GO NOGO | 69 | 86 | NA | NO | NO
SPI | 30-019-4 | RING GAUGE | 69 | 86 | NA | NO | NO | 0.500 INCH
SPI | 30-139-0 | ANGLE BLOCK SET | 138 | 173 | NA | NO | NO
SPI | 30-310-7 | RADIUS GAUGE SET | 173 | 216 | NA | NO | NO | 25 PC
SPI | 30-393-3 | PROTRACTOR | 69 | 86 | NA | NO | NO
SPI | 30-394-1 | PROTRACTOR | 69 | 86 | NA | NO | NO
SPI | 30-395-8 | PROTRACTOR BEVEL | 69 | 86 | NA | NO | NO
SPI | 30-440-2 | CALIPER | 69 | 86 | 93 | YES | NO | 6 INCH
SPI | 31-038-3 | LEVEL DIGITAL | 69 | 86 | NA | NO | NO
SPI | 31-040-9 | DIGITAL PROTRACTOR | 69 | 86 | NA | NO | NO
SPI | 31-511-9 | CALIPER | 69 | 86 | 93 | YES | NO
SPI | 3-4" | MICROMETER | 69 | 86 | 93 | YES | NO | 4 INCH
SPI | 4" | END ROD | 69 | 86 | NA | NO | NO | 4 INCH
SPI | 4" ADJUSTABLE SQUARE | 4” ADJUSTABLE SQUARE | 69 | 86 | NA | NO | NO
SPI | 40" | HEIGHT GAUGE DIGITAL | 166 | 208 | NA | NO | NO | 40 INCH
SPI | 4-40 UNC-2B | THREAD PLUG GAUGE GO NOGO | 69 | 86 | NA | NO | NO
SPI | 4-48 UNF-2B | THREAD PLUG GAUGE GO NOGO | 69 | 86 | NA | NO | NO
SPI | 4-5" | MICROMETER | 69 | 86 | 93 | YES | NO | 5 INCH
SPI | 5" | END ROD | 69 | 86 | NA | NO | NO | 5 INCH
SPI | 5/16-18 UNC-2B | THREAD PLUG GAUGE GO NOGO | 69 | 86 | NA | NO | NO
SPI | 5/16-24 UNF-2B | THREAD PLUG GAUGE GO NOGO | 69 | 86 | NA | NO | NO
SPI | 5/16-32 UNEF-2B | THREAD PLUG GAUGE GO | 69 | 86 | NA | NO | NO
SPI | 5/8-11 UNC-2B | THREAD PLUG GAUGE GO NOGO | 69 | 86 | NA | NO | NO
SPI | 5/8-24 UNEF-2B | THREAD PLUG GAUGE GO NOGO | 69 | 86 | NA | NO | NO
SPI | 5/8-24 UNEF-3B | THREAD PLUG GAUGE GO NOGO | 69 | 86 | NA | NO | NO
SPI | 5-40 UNC-2B | THREAD PLUG GAUGE GO NOGO | 69 | 86 | NA | NO | NO
SPI | 5-6" | MICROMETER | 69 | 86 | 93 | YES | NO | 6 INCH
SPI | 6" | CALIPER | 69 | 86 | 93 | YES | NO | 6 INCH
SPI | 6-32 UNC-2B | THREAD PLUG GAUGE GO NOGO | 69 | 86 | NA | NO | NO
SPI | 7" | END ROD | 69 | 86 | NA | NO | NO | 7 INCH
SPI | 7/16-14 UNC-2B | THREAD PLUG GAUGE GO NOGO | 69 | 86 | NA | NO | NO
SPI | 7/16-20 UNF-2B | THREAD PLUG GAUGE GO NOGO | 69 | 86 | NA | NO | NO
SPI | 7/8-9 UNC-2B | THREAD PLUG GAUGE GO NOGO | 69 | 86 | NA | NO | NO
SPI | 8" | END ROD | 69 | 86 | NA | NO | NO | 8 INCH
SPI | 81 PIECE | GAGE BLOCK SET | 552 | 690 | NA | NO | NO
SPI | 82-2 | COUNTER SINK GAUGE | 69 | 86 | NA | NO | NO
SPI | 8-32 UNC-2B | THREAD PLUG GAUGE GO NOGO | 69 | 86 | NA | NO | NO
SPI | 9" | END ROD | 69 | 86 | NA | NO | NO | 9 INCH
SPI | 9/16-18 UNF-2B | THREAD PLUG GAUGE GO NOGO | 69 | 86 | NA | NO | NO
SPI | 9/16-18 UNF-3B | THREAD PLUG GAUGE GO NOGO | 69 | 86 | NA | NO | NO
SPI | 9/16-24 UNEF-2B | THREAD PLUG GAUGE | 69 | 86 | NA | NO | NO
SPI | CO-AX | CENTERING INDICATOR | 69 | 86 | NA | NO | NO
SPI | IP54 | MICROMETER I.D. 3 POINT | 69 | 86 | NA | NO | NO
SPI | IP65 | CALIPER | 69 | 86 | 93 | YES | NO
SPI | M1.6x0.35-6H | THREAD PLUG GAUGE GO NOGO | 69 | 86 | NA | NO | NO
SPI | M10x1.5-6H | THREAD PLUG GAUGE GO NOGO | 69 | 86 | NA | NO | NO
SPI | M2.5x0.45-6H | THREAD PLUG GAUGE GO NOGO | 69 | 86 | NA | NO | NO
SPI | M20x1.5-6H | THREAD PLUG GAUGE GO NOGO | 69 | 86 | NA | NO | NO
SPI | M2x0.4-6H | THREAD PLUG GAUGE GO NOGO | 69 | 86 | NA | NO | NO
SPI | M4x0.7-6H | THREAD PLUG GAUGE GO NOGO | 69 | 86 | NA | NO | NO
SPI | M5x0.8-6H | THREAD PLUG GAUGE GO NOGO | 69 | 86 | NA | NO | NO
SPI | M6x1.0-6H | THREAD PLUG GAUGE GO NOGO | 69 | 86 | NA | NO | NO
SPI | M6x1-6g | THREAD RING GAUGE GO | 69 | 86 | NA | NO | NO
SPI | M8x1.25 6g | THREAD RING GAUGE GO | 69 | 86 | NA | NO | NO
SPI | M8x1.25 6H | THREAD PLUG GAUGE GO NOGO | 69 | 86 | NA | NO | NO
SPI | M8X1.25-6H | THREAD PLUG GAUGE GO NOGO | 69 | 86 | NA | NO | NO
SPI | M8X1-6g | THREAD RING GAUGE GO | 69 | 86 | NA | NO | NO
SPI | PRO 360 | PROTRACTOR DIGITAL | 69 | 86 | NA | NO | NO
SPI | PRO360 | LEVEL | 69 | 86 | NA | NO | NO
SPI WESTEK | 30220 | ESD WRIST/FOOTSTRAP TESTER | 84 | 105 | NA | NO | NO
SPI WESTEK | 95402 | ESD WRIST/FOOTSTRAP TESTER | 84 | 105 | NA | NO | NO | See DESCO CHARLESWATER
SPIRENT | GSS6700 | GPS SIMULATOR | 252 | 315 | NA | NO | NO
SPIRENT | STR4500 | GPS SIMULATOR | 252 | 315 | NA | NO | NO
SPI-TRONIC | PRO 360 | PROTRACTOR DIGITAL | 69 | 86 | NA | NO | NO
SPI-TRONIC | PRO3600 | DIGITAL LEVEL | 69 | 86 | NA | NO | NO
SPORTLINE | 220 | TIMER STOPWATCH | 126 | 158 | NA | NO | NO
SPORTLINE | 240 | STOPWATCH | 126 | 158 | NA | NO | NO
SPORTLINE | 4413 | TOUGH TIMER | 126 | 158 | NA | NO | NO
SPRAGUE INSTRUMENTS | GRIPPER | GRIPPER | 242 | 303 | NA | NO | NO
SPX | BT-33-75D | FORCE GAUGE CABLE TENSIOMETER | 242 | 303 | NA | NO | NO
SQUARE D | GFL-1000 SERIES A | GFL ANALYZER | 294 | 368 | NA | NO | NO
SQUARE D | S33595 | CIRCUIT BREAKER FULL FUNCTION TEST KIT | 252 | NA | NA | NO | NO | LEVEL 4 ONLY
SQUARE D | UTS3 | CIRCUIT BREAKER UNIVERSAL TEST SET | 252 | NA | NA | NO | NO | LEVEL 4 ONLY
SQUARE D | WMM-23 | DMM HANDHELD | 126 | 158 | 170 | YES | NO | SAME AS FLUKE 77
SRT | 1-48-00024 | AIR TO AIR CALIBRATION FIXTURE | 126 | 158 | 170 | YES | NO
SSI TECHNOLOGIES | MG1-500-A-9V | PRESSURE GAUGE | 69 | 86 | NA | NO | NO
SSI TECHNOLOGIES | MG-200-A-9V | PRESSURE GAUGE | 69 | 86 | NA | NO | NO
SSI TECHNOLOGIES | MGA-300-A-9V-R | DIGITAL PRESSURE GAGE | 69 | 86 | NA | NO | NO
S-T INDUSTRIES | 21-2600 | OPTICAL COMPARATOR | 276 | 345 | NA | NO | NO
S-T INDUSTRIES | 6" | CALIPER | 69 | 86 | 93 | YES | NO | 6 INCH
S-T INDUSTRIES | 96-0002-00 | RADIUS GAUGE SET | 173 | 216 | NA | NO | NO | 25 PC
S-T INDUSTRIES | 96-0003-00 | RADIUS GAUGE SET | 173 | 216 | NA | NO | NO | 8 PC
S-T INDUSTRIES | 96-0004-00 | RADIUS GAUGE SET | 173 | 216 | NA | NO | NO | 8 PC
S-T INDUSTRIES | 96-0007-00 | RADIUS GAUGE SET | 173 | 216 | NA | NO | NO | 8 PC
S-T INDUSTRIES | 96-0008-00 | RADIUS GAUGE SET | 173 | 216 | NA | NO | NO | 8 PC
S-T INDUSTRIES | QuadraCheck-3000 | OPTICAL COMPARATOR | 276 | 345 | NA | NO | NO
STAHLWILLE | 730 | TORQUE WRENCH | 69 | 86 | 93 | YES | NO | Check Range. Accredited ONLY Up to 250 FtLbs
STAHLWILLE | MANOSKOP 730 | TORQUE WRENCH | 69 | 86 | 93 | YES | NO | 145 FT LB
STAHLWILLE | MANOSKOP 730N | TORQUE WRENCH | 69 | 86 | 93 | YES | NO | 150 FT LB
STAINLESS HARDENED | 12" | CALIPER | 69 | 86 | 93 | YES | NO | 12 INCH
STANDARD | NO.221 | INDICATOR DIAL | 69 | 86 | NA | NO | NO
STANDARD PNEUMATIC | 4750 | TORQUE WRENCH | 69 | 86 | 93 | YES | NO | Check Range. Accredited ONLY Up to 250 FtLbs
STANFORD RESEARCH | CG635 | PULSE GENERATOR SQUARE WAVE | 336 | 420 | NA | NO | NO
STANFORD RESEARCH | DG535 | PULSE GENERATOR | 336 | 420 | NA | NO | NO
STANFORD RESEARCH | DS345 | FUNCTION GENERATOR | 336 | 420 | NA | NO | NO
STANFORD RESEARCH | DS360 | FUNCTION GENERATOR LOW DISTORTION | 420 | 525 | NA | NO | NO
STANFORD RESEARCH | FS725 | RUBIDIUM FREQUENCY STANDARD | 504 | 630 | NA | NO | NO
STANFORD RESEARCH | PS350 | DC POWER SUPPLY HIGH VOLTAGE | 294 | 368 | 397 | YES | NO
STANFORD RESEARCH | SR560 | RF AMPLIFIER PREAMP | 252 | 315 | NA | NO | NO
STANFORD RESEARCH | SR570 | RF AMPLIFIER PREAMP | 252 | 315 | NA | NO | NO
STANFORD RESEARCH | SR620 | FREQ COUNTER | 210 | 263 | NA | NO | NO
STANFORD RESEARCH | SR630 | DATALOGGER TEMP THERMOCOUPLE | 294 | 368 | 397 | YES | NO
STANFORD RESEARCH | SR720 | LCR METER | 336 | 420 | NA | NO | NO
STANFORD RESEARCH | SR760 | FFT SPECTRUM ANALYZER | 672 | 840 | NA | NO | NO
STANFORD RESEARCH | SR770 | FFT NETWORK ANALYZER | 756 | 945 | NA | NO | NO
STANFORD RESEARCH | SR830 | DSP LOCK-IN AMPLIFIER | 336 | 420 | NA | NO | NO
STANFORD RESEARCH | SR830 DSP | DUAL PHASE LOCK AMPLIFIER | 336 | 420 | NA | NO | NO
STANLEY | 25' | RULER TAPE MEASURE | 69 | 86 | NA | NO | NO
STANLEY | 26' | RULER TAPE MEASURE | 69 | 86 | NA | NO | NO
STANLEY | 30-455 | RULER TAPE MEASURE | 69 | 86 | NA | NO | NO | 25 FT
STANLEY | 33-158 | RULER TAPE MEASURE | 69 | 86 | NA | NO | NO
STANLEY | 33-176 | RULER TAPE MEASURE | 69 | 86 | NA | NO | NO | 16 FT
STANLEY | 33-599 | RULER TAPE MEASURE | 69 | 86 | NA | NO | NO
STANLEY | 45-100 | SQUARE | 69 | 86 | NA | NO | NO
STANLEY | 46-123 | SQUARE COMBINATION | 104 | 130 | NA | NO | NO
STANLEY | Various | TORQUE WRENCH | 69 | 86 | 93 | YES | NO | Check Range. Accredited ONLY Up to 250 FtLbs
STARRETT | 2 | MICROMETER | 69 | 86 | 93 | YES | NO | 2 INCH
STARRETT | 14 | SQUARE | 69 | 86 | NA | NO | NO
STARRETT | 16 | COMBINATION SQUARE | 69 | 86 | NA | NO | NO
STARRETT | 19 | PROTRACTOR | 69 | 86 | NA | NO | NO
STARRETT | 20 | SQUARE MACHINIST | 69 | 86 | NA | NO | NO | 6 INCH
STARRETT | 55 | SQUARE MACHINIST | 69 | 86 | NA | NO | NO
STARRETT | 66 | THICKNESS GAUGE | 69 | 86 | NA | NO | NO
STARRETT | 78 | MICROMETER | 69 | 86 | 93 | YES | NO
STARRETT | 98 | MACHINIST LEVEL | 69 | 86 | NA | NO | NO
STARRETT | 120 | CALIPER | 69 | 86 | 93 | YES | NO
STARRETT | 122 | CALIPER | 69 | 86 | 93 | YES | NO
STARRETT | 123 | CALIPER LARGE | 104 | 130 | 140 | YES | NO | 26 INCH
STARRETT | 124 | MICROMETER I.D. SET | 69 | 86 | NA | NO | NO | Rods Separate
STARRETT | 196 | INDICATOR DIAL | 69 | 86 | NA | NO | NO
STARRETT | 199 | LEVEL | 69 | 86 | NA | NO | NO
STARRETT | 210 | MICROMETER SCREW THREAD COMPARATOR | 69 | 86 | NA | NO | NO | 1 INCH
STARRETT | 213 | MICROMETER | 69 | 86 | 93 | YES | NO | 2 INCH
STARRETT | 216 | MICROMETER | 69 | 86 | 93 | YES | NO | 1 INCH
STARRETT | 220 | MICROMETER | 69 | 86 | 93 | YES | NO | 1 INCH
STARRETT | 224 | MICROMETER O.D. SET | 69 | 86 | 93 | YES | NO | Rods Separate
STARRETT | 226 | MICROMETER | 69 | 86 | 93 | YES | NO | 3 INCH
STARRETT | 230 | MICROMETER | 69 | 86 | 93 | YES | NO
STARRETT | 231 | MICROMETER | 69 | 86 | 93 | YES | NO
STARRETT | 233 | MICROMETER 0-1 | 69 | 86 | 93 | YES | NO
STARRETT | 239 | MICROMETER | 69 | 86 | 93 | YES | NO | 4 INCH
STARRETT | 256 | MICROMETER DISC | 69 | 86 | 93 | YES | NO | 1 INCH
STARRETT | 258 | HEIGHT GAUGE MASTER | 276 | 345 | NA | NO | NO
STARRETT | 260 | MICROMETER GROOVE | 69 | 86 | 93 | YES | NO | 1 INCH
STARRETT | 270 | TAPER GAUGE | 117 | 146 | NA | NO | NO
STARRETT | 279 | RADIUS GAUGE SET | 173 | 216 | NA | NO | NO
STARRETT | 435 | SQUARE COMBINATION SET | 104 | 130 | NA | NO | NO
STARRETT | 436 | MICROMETER | 69 | 86 | 93 | YES | NO
STARRETT | 436.1 | MICROMETER | 69 | 86 | 93 | YES | NO | 5 INCH
STARRETT | 440 | MICROMETER DEPTH | 69 | 86 | 93 | YES | NO
STARRETT | 443 | MICROMETER DEPTH SET | 104 | 130 | 140 | YES | NO | 3 Rods
STARRETT | 445 | MICROMETER DEPTH SET | 173 | 216 | 234 | YES | NO | 9 Rods
STARRETT | 446 | MICROMETER DEPTH | 69 | 86 | 93 | YES | NO
STARRETT | 449 | MICROMETER DEPTH | 69 | 86 | 93 | YES | NO
STARRETT | 450 | CALIPER DEPTH | 69 | 86 | 93 | YES | NO
STARRETT | 467 | FEELER GAUGE SET | 117 | 146 | NA | NO | NO | 0.0015-0.200 INCH
STARRETT | 474 | SCREW PITCH GAUGE | 138 | 173 | NA | NO | NO
STARRETT | 483 | MICROMETER V-ANVIL | 69 | 86 | NA | NO | NO | 1 INCH
STARRETT | 486 | 4-5” BLADE MICROMETER | 69 | 86 | NA | NO | NO
STARRETT | 490 | SQUARE | 69 | 86 | NA | NO | NO
STARRETT | 575 | THREAD MICROMETER | 69 | 86 | NA | NO | NO
STARRETT | 576 | MICROMETER BALL | 69 | 86 | 93 | YES | NO | 0.5 INCH
STARRETT | 577 | MICROMETER BALL | 69 | 86 | 93 | YES | NO | 1 INCH
STARRETT | 643 | DEPTH GAUGE | 69 | 86 | NA | NO | NO
STARRETT | 644 | DEPTH GAUGE | 69 | 86 | NA | NO | NO
STARRETT | 651 | INDICATOR DIAL | 69 | 86 | NA | NO | NO
STARRETT | 673 | MICROMETER BENCH | 69 | 86 | 93 | YES | NO
STARRETT | 683 | CHAMFER GAUGE | 69 | 86 | NA | NO | NO
STARRETT | 700 | MICROMETER I.D. | 69 | 86 | NA | NO | NO | 1.2 INCH
STARRETT | 711 | INDICATOR TEST | 69 | 86 | NA | NO | NO
STARRETT | 716 | INDICATOR DIAL CALIBRATOR | 138 | 173 | NA | NO | NO
STARRETT | 721 | CALIPER | 69 | 86 | 93 | YES | NO | 6 INCH
STARRETT | 724 | MICROMETER O.D. SET | 69 | 86 | 93 | YES | NO | Rods Separate
STARRETT | 731 | MICROMETER | 69 | 86 | 93 | YES | NO
STARRETT | 732 | MICROMETER | 69 | 86 | 93 | YES | NO
STARRETT | 733 | MICROMETER | 69 | 86 | 93 | YES | NO
STARRETT | 734 | MICROMETER | 69 | 86 | 93 | YES | NO
STARRETT | 753 | DEPTH GAUGE | 69 | 86 | NA | NO | NO
STARRETT | 755 | HEIGHT GAUGE 30 INCH | 124 | 155 | NA | NO | NO | 30 INCH
STARRETT | 760 | MICROMETER SCREW THREAD | 69 | 86 | NA | NO | NO | 1 INCH
STARRETT | 799 | CALIPER | 69 | 86 | 93 | YES | NO | 6 INCH
STARRETT | 811 | INDICATOR TEST | 69 | 86 | NA | NO | NO
STARRETT | 823 | MICROMETER I.D. SET | 69 | 86 | NA | NO | NO | Rods Separate
STARRETT | 1175 | GROOVE GAUGE I.D. | 69 | 86 | NA | NO | NO
STARRETT | 1202 | CALIPER | 69 | 86 | 93 | YES | NO
STARRETT | 1212 | MICROMETER | 69 | 86 | 93 | YES | NO | 2 INCH
STARRETT | 1230 | MICROMETER | 69 | 86 | 93 | YES | NO | 1 INCH
STARRETT | 3732 | MICROMETER | 69 | 86 | 93 | YES | NO
STARRETT | 3800 | SURFACE ROUGHNESS TESTER | 276 | 345 | NA | NO | NO
STARRETT | 3814 | HARDNESS TESTER | 117 | 146 | NA | NO | NO
STARRETT | 65946 | RULER TAPE MEASURE | 69 | 86 | NA | NO | NO
STARRETT | 0.011"-0.060" | PLUG GAUGE SET | 138 | 173 | NA | NO | NO | 50 pc
STARRETT | 0.49960" | RING GAUGE | 69 | 86 | NA | NO | NO
STARRETT | 0-1 IN | MICROMETER | 69 | 86 | 93 | YES | NO | 1 INCH
STARRETT | 0-1" | MICROMETER | 69 | 86 | 93 | YES | NO | 1 INCH
STARRETT | 0-6" | MICROMETER DEPTH SET | 138 | 173 | 186 | YES | NO | 6 Rods
STARRETT | 0-9" | CALIPER | 69 | 86 | 93 | YES | NO | 9 INCH
STARRETT | 1" | INDICATOR DIGITAL | 69 | 86 | NA | NO | NO
STARRETT | 10" | END ROD | 69 | 86 | NA | NO | NO | 10 INCH
STARRETT | 1017-4 | CALIPER | 69 | 86 | 93 | YES | NO
STARRETT | 1017-8 | INDICATOR DIAL | 69 | 86 | NA | NO | NO
STARRETT | 12' | RULER TAPE MEASURE | 69 | 86 | NA | NO | NO
STARRETT | 12" | CALIPER | 69 | 86 | 93 | YES | NO | 12 INCH
STARRETT | 1-2" | MICROMETER | 69 | 86 | 93 | YES | NO | 2 INCH
STARRETT | 1202A-12 | CALIPER | 69 | 86 | 93 | YES | NO | 12 INCH
STARRETT | 1202A-6 | CALIPER | 69 | 86 | 93 | YES | NO | 6 INCH
STARRETT | 1202A-8 | CALIPER | 69 | 86 | 93 | YES | NO | 8 INCH
STARRETT | 120A | CALIPER | 69 | 86 | 93 | YES | NO | 6 INCH
STARRETT | 120A-12 | CALIPER | 69 | 86 | 93 | YES | NO
STARRETT | 120J | CALIPER | 69 | 86 | 93 | YES | NO | 6 INCH
STARRETT | 120X | CALIPER | 69 | 86 | 93 | YES | NO | 6 INCH
STARRETT | 124A | MICROMETER I.D. SET | 69 | 86 | NA | NO | NO | Rods Separate
STARRETT | 124-C | MICROMETER I.D. SET | 69 | 86 | NA | NO | NO | Rods Separate
STARRETT | 124M | MICROMETER DEPTH SET | 207 | 259 | 279 | YES | NO | 10 Rods
STARRETT | 156M | SCREW PITCH GAUGE | 138 | 173 | NA | NO | NO
STARRETT | 167-1/32 | RADIUS GAUGE | 69 | 86 | NA | NO | NO
STARRETT | 167-1/64 | RADIUS GAUGE | 69 | 86 | NA | NO | NO
STARRETT | 167-3/64 | RADIUS GAUGE | 69 | 86 | NA | NO | NO
STARRETT | 16R | SQUARE COMBINATION | 104 | 130 | NA | NO | NO
STARRETT | 2" | END ROD | 69 | 86 | NA | NO | NO | 2 INCH
STARRETT | 2000-24 | HEIGHT GAUGE | 124 | 155 | NA | NO | NO | 24 INCH
STARRETT | 203-C | MICROMETER | 69 | 86 | 93 | YES | NO | 1 INCH
STARRETT | 210-A | MICROMETER POINT | 69 | 86 | 93 | YES | NO | 1 INCH
STARRETT | 211-1 | MICROMETER BALL | 69 | 86 | 93 | YES | NO
STARRETT | 222-1 | MICROMETER | 69 | 86 | 93 | YES | NO
STARRETT | 234A-10 | END ROD | 69 | 86 | NA | NO | NO | 10 INCH
STARRETT | 234A-16 | END ROD | 90 | 113 | NA | NO | NO | 16 INCH
STARRETT | 234A-17 | END ROD | 90 | 113 | NA | NO | NO | 17 INCH
STARRETT | 234A-18 | END ROD | 90 | 113 | NA | NO | NO | 18 INCH
STARRETT | 234A-19 | END ROD | 90 | 113 | NA | NO | NO | 19 INCH
STARRETT | 234A-20 | END ROD | 90 | 113 | NA | NO | NO | 20 INCH
STARRETT | 234A-21 | END ROD | 90 | 113 | NA | NO | NO | 21 INCH
STARRETT | 234A-22 | END ROD | 90 | 113 | NA | NO | NO | 22 INCH
STARRETT | 234A-23 | END ROD | 90 | 113 | NA | NO | NO | 23 INCH
STARRETT | 234A-5 | END ROD | 69 | 86 | NA | NO | NO | 5 INCH
STARRETT | 234B-12 | END ROD | 69 | 86 | NA | NO | NO | 12 INCH
STARRETT | 234B-13 | END ROD | 90 | 113 | NA | NO | NO | 13 INCH
STARRETT | 234B-14 | END ROD | 90 | 113 | NA | NO | NO | 14 INCH
STARRETT | 234B-15 | END ROD | 90 | 113 | NA | NO | NO | 15 INCH
STARRETT | 239-3 | MICROMETER | 69 | 86 | 93 | YES | NO | 3 INCH
STARRETT | 25' | RULER TAPE MEASURE | 69 | 86 | NA | NO | NO
STARRETT | 25-128 | INDICATOR DIAL | 69 | 86 | NA | NO | NO
STARRETT | 25-131 | INDICATOR DIAL | 69 | 86 | NA | NO | NO
STARRETT | 25-141 | INDICATOR DIAL | 69 | 86 | NA | NO | NO
STARRETT | 25-2041 | INDICATOR DIAL | 69 | 86 | NA | NO | NO
STARRETT | 25-304I | INDICATOR DIAL | 69 | 86 | NA | NO | NO
STARRETT | 25-341/5 | INDICATOR DIAL | 69 | 86 | NA | NO | NO
STARRETT | 25-4041 | INDICATOR DIAL | 69 | 86 | NA | NO | NO
STARRETT | 25-431 | INDICATOR DIAL | 69 | 86 | NA | NO | NO
STARRETT | 25-441 | INDICATOR DIAL | 69 | 86 | NA | NO | NO | 1 INCH
STARRETT | 25-441 / 25-441-5 | INDICATOR DIAL | 69 | 86 | NA | NO | NO
STARRETT | 254EMZ-12 | HEIGHT GAUGE | 124 | 155 | NA | NO | NO | 12 INCH
STARRETT | 254EMZ-18 | HEIGHT GAUGE | 124 | 155 | NA | NO | NO | 18 INCH
STARRETT | 254EMZ-24 | HEIGHT GAUGE | 124 | 155 | NA | NO | NO | 18 INCH
STARRETT | 254MZ-300 | HEIGHT GAUGE | 124 | 155 | NA | NO | NO | 300 mm
STARRETT | 254MZ-450 | HEIGHT GAUGE | 124 | 155 | NA | NO | NO | 450 mm
STARRETT | 254MZ-600 | HEIGHT GAUGE | 124 | 155 | NA | NO | NO | 600 mm
STARRETT | 254MZ-900 | HEIGHT GAUGE | 124 | 155 | NA | NO | NO | 900 mm
STARRETT | 254Z-12 | HEIGHT GAUGE | 124 | 155 | NA | NO | NO | 12 INCH
STARRETT | 254Z-18 | HEIGHT GAUGE | 124 | 155 | NA | NO | NO | 18 INCH
STARRETT | 254Z-24 | HEIGHT GAUGE | 124 | 155 | NA | NO | NO | 24 INCH
STARRETT | 254Z-36 | HEIGHT GAUGE | 124 | 155 | NA | NO | NO | 36 INCH
STARRETT | 254Z-48 | HEIGHT GAUGE | 166 | 208 | NA | NO | NO | 48 INCH
STARRETT | 254Z-60 | HEIGHT GAUGE | 166 | 208 | NA | NO | NO | 60 INCH
STARRETT | 254Z-72 | HEIGHT GAUGE | 166 | 208 | NA | NO | NO | 72 INCH
STARRETT | 255-12 | HEIGHT GAUGE | 124 | 155 | NA | NO | NO | 12 INCH
STARRETT | 255-18 | HEIGHT GAUGE | 124 | 155 | NA | NO | NO | 18 INCH
STARRETT | 255EM-18 | HEIGHT GAUGE | 124 | 155 | NA | NO | NO | 18 INCH
STARRETT | 255EMZ-18 | HEIGHT GAUGE | 124 | 155 | NA | NO | NO | 18 INCH
STARRETT | 255M-300 | HEIGHT GAUGE | 124 | 155 | NA | NO | NO | 300 mm
STARRETT | 255MZ-300 | HEIGHT GAUGE | 124 | 155 | NA | NO | NO | 300 mm
STARRETT | 255Z-12 | HEIGHT GAUGE | 124 | 155 | NA | NO | NO | 12 INCH
STARRETT | 255Z-18 | HEIGHT GAUGE | 124 | 155 | NA | NO | NO | 18 INCH
STARRETT | 25-F | INDICATOR DIAL | 69 | 86 | NA | NO | NO
STARRETT | 2600-7 | DEPTH INDICATOR | 69 | 86 | NA | NO | NO
STARRETT | 269A | TAPER GAUGE | 117 | 146 | NA | NO | NO
STARRETT | 2730-0 | INDICATOR DIGITAL | 69 | 86 | NA | NO | NO
STARRETT | 3" | END ROD | 69 | 86 | NA | NO | NO | 3 INCH
STARRETT | 3259-12 | HEIGHT GAUGE | 124 | 155 | NA | NO | NO | 12 INCH
STARRETT | 3259-24 | HEIGHT GAUGE | 124 | 155 | NA | NO | NO | 24 INCH
STARRETT | 33H-6-165 | SQUARE COMBINATION SET | 104 | 130 | NA | NO | NO
STARRETT | 3-4" | MICROMETER | 69 | 86 | 93 | YES | NO | 4 INCH
STARRETT | 3751AZ-6/150 | HEIGHT GAUGE | 124 | 155 | NA | NO | NO | 6 INCH
STARRETT | 3752A-12 | HEIGHT GAUGE | 124 | 155 | NA | NO | NO | 12 INCH
STARRETT | 4" | END ROD | 69 | 86 | NA | NO | NO | 4 INCH
STARRETT | 436-0" | MICROMETER | 69 | 86 | 93 | YES | NO | 1 INCH
STARRETT | 436-1 | MICROMETER | 69 | 86 | 93 | YES | NO | 1 INCH
STARRETT | 436-1" | MICROMETER | 69 | 86 | 93 | YES | NO | 2 INCH
STARRETT | 436-10" | MICROMETER | 69 | 86 | 93 | YES | NO | 11 INCH
STARRETT | 436-11" | MICROMETER | 69 | 86 | 93 | YES | NO | 12 INCH
STARRETT | 436-2 | MICROMETER | 69 | 86 | 93 | YES | NO | 3 INCH
STARRETT | 436-2" | MICROMETER | 69 | 86 | 93 | YES | NO | 3 INCH
STARRETT | 436-3 | MICROMETER | 69 | 86 | 93 | YES | NO | 3 INCH
STARRETT | 436-3" | MICROMETER | 69 | 86 | 93 | YES | NO | 4 INCH
STARRETT | 436-4 | MICROMETER | 69 | 86 | 93 | YES | NO | 5 INCH
STARRETT | 436-4" | MICROMETER | 69 | 86 | 93 | YES | NO | 5 INCH
STARRETT | 436-5 | MICROMETER | 69 | 86 | 93 | YES | NO | 5 INCH
STARRETT | 436-5" | MICROMETER | 69 | 86 | 93 | YES | NO | 6 INCH
STARRETT | 436-6" | MICROMETER | 69 | 86 | 93 | YES | NO | 7 INCH
STARRETT | 436-7" | MICROMETER | 69 | 86 | 93 | YES | NO | 8 INCH
STARRETT | 436-8" | MICROMETER | 69 | 86 | 93 | YES | NO | 9 INCH
STARRETT | 436-9" | MICROMETER | 69 | 86 | 93 | YES | NO | 10 INCH
STARRETT | 440M | MICROMETER DEPTH | 69 | 86 | 93 | YES | NO | 25 mm
STARRETT | 440Z6RL | DEPTH GAUGE | 69 | 86 | NA | NO | NO
STARRETT | 445AZ-9RL | MICROMETER DEPTH SET | 173 | 216 | 234 | YES | NO | 9 Rods
STARRETT | 445Z-3RL | MICROMETER DEPTH SET | 104 | 130 | 140 | YES | NO | 3 Rods
STARRETT | 445Z-6RL | MICROMETER DEPTH SET | 138 | 173 | 186 | YES | NO | 6 Rods
STARRETT | 449AZ-3R | BLADE DEPTH MICROMETER SET, 0-3” | 104 | 130 | NA | NO | NO | 3 Rods
STARRETT | 449BZ-3R | MICROMETER DEPTH SET | 104 | 130 | 140 | YES | NO | 3 Rods
STARRETT | 449BZ-6R | MICROMETER DEPTH | 69 | 86 | 93 | YES | NO | 6 INCH
STARRETT | 454-12 | HEIGHT GAUGE | 124 | 155 | NA | NO | NO | 12 INCH
STARRETT | 454-18 | HEIGHT GAUGE | 124 | 155 | NA | NO | NO | 18 INCH
STARRETT | 454-24 | HEIGHT GAUGE | 124 | 155 | NA | NO | NO | 24 INCH
STARRETT | 4R | SQUARE COMBINATION | 104 | 130 | NA | NO | NO
STARRETT | 4R GRADE | ADJUSTABLE SQUARE | 69 | 86 | NA | NO | NO
STARRETT | 5" | END ROD | 69 | 86 | NA | NO | NO | 5 INCH
STARRETT | 6" | SQUARE | 69 | 86 | NA | NO | NO | 6 INCH
STARRETT | 6” | CALIPER | 69 | 86 | 93 | YES | NO | 6 INCH
STARRETT | 604R | RULER STEEL | 69 | 86 | NA | NO | NO | 12 INCH
STARRETT | 643-131 | DEPTH GAUGE | 69 | 86 | NA | NO | NO
STARRETT | 643JZ | DIAL DEPTH GAGE, 0-0.125” | 69 | 86 | NA | NO | NO
STARRETT | 644-441 | DEPTH GAUGE | 69 | 86 | NA | NO | NO
STARRETT | 6-467 | FEELER GAUGE SET | 117 | 146 | NA | NO | NO | 0.0015-0.200 INCH
STARRETT | 655-441 | INDICATOR DIAL | 69 | 86 | NA | NO | NO
STARRETT | 656-517 | INDICATOR DIAL | 69 | 86 | NA | NO | NO | 0.40 INCH
STARRETT | 656-617 | INDICATOR DIAL | 69 | 86 | NA | NO | NO
STARRETT | 66B | THICKNESS GAUGE | 69 | 86 | NA | NO | NO
STARRETT | 683-2 | CHAMFER GAUGE | 69 | 86 | NA | NO | NO
STARRETT | 683-3 | CHAMFER GAUGE | 69 | 86 | NA | NO | NO
STARRETT | 684-2 | CHAMFER GAUGE | 69 | 86 | NA | NO | NO
STARRETT | 684-3 | CHAMFER GAUGE | 69 | 86 | NA | NO | NO
STARRETT | 688-2 | COUNTERSINK GAUGE | 69 | 86 | NA | NO | NO
STARRETT | 689-2Z | COUNTERSINK GAUGE | 69 | 86 | NA | NO | NO
STARRETT | 7" | END ROD | 69 | 86 | NA | NO | NO | 7 INCH
STARRETT | 701B | MICROMETER I.D. | 69 | 86 | NA | NO | NO | 2.5 INCH
STARRETT | 708A | INDICATOR DIAL | 69 | 86 | NA | NO | NO
STARRETT | 708B | INDICATOR TEST | 69 | 86 | NA | NO | NO
STARRETT | 708MA | INDICATOR TEST | 69 | 86 | NA | NO | NO
STARRETT | 709A | INDICATOR TEST | 69 | 86 | NA | NO | NO
STARRETT | 709B | INDICATOR TEST | 69 | 86 | NA | NO | NO
STARRETT | 709MA | INDICATOR DIAL | 69 | 86 | NA | NO | NO
STARRETT | 711.001-.030 | INDICATOR DIAL | 69 | 86 | NA | NO | NO
STARRETT | 711-F | INDICATOR TEST | 69 | 86 | NA | NO | NO
STARRETT | 715-1 | INDICATOR PROBE AMPLIFIER | 166 | 208 | NA | NO | NO
STARRETT | 715-1Z | INDICATOR PROBE AMPLIFIER | 166 | 208 | NA | NO | NO
STARRETT | 715-2 | INDICATOR PROBE AMPLIFIER | 166 | 208 | NA | NO | NO
STARRETT | 721A-6/150 | CALIPER | 69 | 86 | 93 | YES | NO
STARRETT | 721B | CALIPER | 69 | 86 | 93 | YES | NO
STARRETT | 733.1XFLZ-7 | 6-7 OD MICROMETER | 69 | 86 | NA | NO | NO
STARRETT | 734M | MICROMETER | 69 | 86 | 93 | YES | NO | 1 INCH
STARRETT | 734XL-1 | MICROMETER | 69 | 86 | 93 | YES | NO
STARRETT | 788M | MICROMETER | 69 | 86 | 93 | YES | NO | 1 INCH
STARRETT | 797B-12/300 | CALIPER | 69 | 86 | 93 | YES | NO | 12 INCH
STARRETT | 797B-6/150 | CALIPER | 69 | 86 | 93 | YES | NO | 6 INCH
STARRETT | 797B-8/200 | CALIPER | 69 | 86 | 93 | YES | NO | 8 INCH
STARRETT | 797X-6/150 | CALIPER | 69 | 86 | 93 | YES | NO | 6 INCH
STARRETT | 798B-6 | CALIPER, DIGITAL | 69 | 86 | 93 | YES | NO
STARRETT | 798B-8" | CALIPER | 69 | 86 | 93 | YES | NO | 8 INCH
STARRETT | 799A-12/300 | CALIPER | 69 | 86 | 93 | YES | NO | 12 INCH
STARRETT | 799A-6 | 6" DIGITAL CALIPER | 69 | 86 | 93 | YES | NO
STARRETT | 799A-6/150 | CALIPER | 69 | 86 | 93 | YES | NO | 6 INCH
STARRETT | 799A-8/200 | CALIPER | 69 | 86 | 93 | YES | NO | 8 INCH
STARRETT | 799AZ-24/600 | 24” DIGITAL CALIPER | 104 | 130 | 140 | YES | NO | 24 INCH
STARRETT | 8" | END ROD | 69 | 86 | NA | NO | NO | 8 INCH
STARRETT | 80MM | GAUGE BLOCK | 69 | 86 | NA | NO | NO | 3 INCH
STARRETT | 81-131 | INDICATOR DIAL | 69 | 86 | NA | NO | NO
STARRETT | 81-141 | INDICATOR DIAL | 69 | 86 | NA | NO | NO
STARRETT | 81-181 | INDICATOR DIAL | 69 | 86 | NA | NO | NO
STARRETT | 81-241 | INDICATOR DIAL | 69 | 86 | NA | NO | NO
STARRETT | 823AZ | MICROMETER I.D. SET | 69 | 86 | NA | NO | NO | Rods Separate
STARRETT | 823B | MICROMETER | 69 | 86 | 93 | YES | NO
STARRETT | 823E | MICROMETER I.D. SET | 69 | 86 | NA | NO | NO | Rods Separate
STARRETT | 98-12 | LEVEL | 69 | 86 | NA | NO | NO
STARRETT | 98-4 | LEVEL | 69 | 86 | NA | NO | NO
STARRETT | 98-6 | LEVEL | 69 | 86 | NA | NO | NO
STARRETT | 98-8 | LEVEL | 69 | 86 | NA | NO | NO
STARRETT | C11H-6-16R | SQUARE COMBINATION SET | 104 | 130 | NA | NO | NO
STARRETT | C183 | PROTRACTOR | 69 | 86 | NA | NO | NO
STARRETT | C305R | RULER STEEL | 69 | 86 | NA | NO | NO | 24 INCH
STARRETT | C33H-6-4R | SQUARE COMBINATION | 104 | 130 | NA | NO | NO | 6 INCH
STARRETT | C359 | PROTRACTOR | 69 | 86 | NA | NO | NO
STARRETT | C364 | PROTRACTOR | 69 | 86 | NA | NO | NO
STARRETT | C404R | RULER STEEL | 69 | 86 | NA | NO | NO | 72 INCH
STARRETT | C416R | RULER STEEL | 69 | 86 | NA | NO | NO | 72 INCH
STARRETT | C493 | PROTRACTOR | 69 | 86 | NA | NO | NO
STARRETT | C493B | PROTRACTOR | 69 | 86 | NA | NO | NO
STARRETT | C604R | RULER STEEL | 69 | 86 | NA | NO | NO | 32 INCH
STARRETT | C604R-12 | RULER STEEL | 69 | 86 | NA | NO | NO
STARRETT | C636 | RULER STEEL | 69 | 86 | NA | NO | NO
STARRETT | C636-300 | RULER STEEL | 69 | 86 | NA | NO | NO
STARRETT | C9-12-4R | SQUARE PROTRACTOR SET | 104 | 130 | NA | NO | NO
STARRETT | CH34-25 | RULER TAPE MEASURE | 69 | 86 | NA | NO | NO
STARRETT | EC799A-12/300 | 12 IN DIGITAL CALIPER | 69 | 86 | 93 | YES | NO
STARRETT | F2720-3 | INDICATOR DIGITAL | 69 | 86 | NA | NO | NO
STARRETT | F2730-1 | INDICATOR DIGITAL | 69 | 86 | NA | NO | NO
STARRETT | F2730-4 | INDICATOR DIGITAL | 69 | 86 | NA | NO | NO
STARRETT | F2730IQ | DIGITAL INDICATOR | 69 | 86 | NA | NO | NO
STARRETT | GRADE A | SURFACE PLATE 36 X 48 | 0 | 0 | NA | NO | NO | Refer to Separate Surface Plate Price List
STARRETT | HE400 | OPTICAL COMPARATOR | 276 | 345 | NA | NO | NO
STARRETT | NO. 14 | 2.5” ADJUSTABLE SQUARE | 69 | 86 | NA | NO | NO
STARRETT | RS81A1 | GAUGE BLOCK SET | 552 | 690 | NA | NO | NO | 81 PC
STARRETT | RS81B | GAUGE BLOCK SET | 552 | 690 | NA | NO | NO | 81 PC
STARRETT | RS88A1 | GAUGE BLOCK SET | 552 | 690 | NA | NO | NO | 88 PC
STARRETT | RS9A1 | GAUGE BLOCK SET | 276 | 345 | NA | NO | NO | 9 PC
STARRETT | S167C | RADIUS GAUGE SET | 173 | 216 | NA | NO | NO
STARRETT | S167CHZ | RADIUS GAGE SET | 173 | 216 | NA | NO | NO
STARRETT | S167D | RADIUS GAUGE SET | 173 | 216 | NA | NO | NO
STARRETT | SD167G | RADIUS GAUGE SET | 173 | 216 | NA | NO | NO
STARRETT | T436XRL-1 | MICROMETER | 69 | 86 | 93 | YES | NO | 1 INCH
STARRETT | T436XRL-2 | MICROMETER | 69 | 86 | 93 | YES | NO
STARRETT | T436XRL-3 | MICROMETER | 69 | 86 | 93 | YES | NO
STARRETT | TS1-33ME | RULER TAPE MEASURE | 69 | 86 | NA | NO | NO
STARRETT | VERNIER | V-ANVIL MICROMETER | 69 | 86 | NA | NO | NO
STATIC FREE TILE FLOOR | TILE FLOOR | ESD STATIC FREE TILE FLOOR | 336 | 420 | NA | NO | NO | On-Site Only
STATIC PREVENTION INC. | SP4500 | ESD SELF BALANCING IONIZER | 168 | 210 | NA | NO | NO
STATIC TECH | SR-2001 | SURFACE RESISTIVITY METER | 168 | 210 | 227 | YES | NO | MU on Res Rdgs <100 MW
STATICO | 35-008 | ESD SURFACE RESISTANCE METER | 168 | 210 | 227 | YES | NO | MU on Res Rdgs <100 MW
STATICO | S2010 | ESD SURFACE RESISTANCE METER | 168 | 210 | 227 | YES | NO | MU on Res Rdgs <100 MW
STATICO | S2112 | ESD WRIST STRAP TESTER | 84 | 105 | NA | NO | NO
STAVELEY NDT TECHNOLOGIES INC | 9017613.03 | SONIC BONDMASTER | 168 | NA | NA | NO | NO
STEELMAN | 12812 GSP | PAINT CURING OVEN | 378 | 473 | 510 | YES | NO | Accredited Up to +400oC
STEINEL | HG 2310 | TEMP SOURCE HEAT GUN | 143 | 179 | NA | NO | NO
STEINEL | HL2010E | TEMP SOURCE HEAT GUN | 143 | 179 | NA | NO | NO
STEWARTS | 10000 PSI | PRESSURE GAUGE | 69 | 86 | NA | NO | NO | 10000 PSI
STEWARTS | 1500 PSI | PRESSURE GAUGE | 69 | 86 | NA | NO | NO | 1500 PSI
STEWARTS | 160 PSI | PRESSURE GAUGE | 69 | 86 | NA | NO | NO | 160 PSI
STI | PG-10000-500 PSI | PRESSURE GAUGE | 69 | 86 | NA | NO | NO | 500 PSI
STI | PG-2000-100.0-PSI-G-A4 | PRESSURE GAUGE | 69 | 86 | NA | NO | NO | 100 PSI
STI INDUSTRIES | MEASURESCOPE | MICROSCOPE | 276 | 345 | NA | NO | NO
STORM | 3T660 | TORQUE WRENCH | 69 | 86 | 93 | YES | NO | Check Range. Accredited ONLY Up to 250 FtLbs
STORM | 6" | CALIPER | 69 | 86 | 93 | YES | NO | 6 INCH
STURTEVANT RICHMONT | 10349 | TORQUE TESTER | 138 | 173 | NA | NO | NO
STURTEVANT RICHMONT | 810763 | TORQUE WRENCH | 69 | 86 | 93 | YES | NO | Check Range. Accredited ONLY Up to 250 FtLbs
STURTEVANT RICHMONT | 10I TORQ-TRONICS 2 1NM | DIGITAL TORQUE TESTER | 138 | 173 | NA | NO | NO
STURTEVANT RICHMONT | 110 Lb/Ft | TORQUE WRENCH | 69 | 86 | 93 | YES | NO | Check Range. Accredited ONLY Up to 250 FtLbs
STURTEVANT RICHMONT | 2-36 Lb/In | TORQUE DRIVER | 69 | 86 | 93 | YES | NO | Check Range. Accredited ONLY Up to 250 FtLbs
STURTEVANT RICHMONT | 3SDR-1200I | TORQUE WRENCH | 69 | 86 | 93 | YES | NO | Check Range. Accredited ONLY Up to 250 FtLbs
STURTEVANT RICHMONT | 4SDR-150 | TORQUE WRENCH | 69 | 86 | 93 | YES | NO | Check Range. Accredited ONLY Up to 250 FtLbs
STURTEVANT RICHMONT | 4SDR-1800I | TORQUE WRENCH | 69 | 86 | 93 | YES | NO | Check Range. Accredited ONLY Up to 250 FtLbs
STURTEVANT RICHMONT | 50I | TORQUE TESTER | 138 | 173 | NA | NO | NO
STURTEVANT RICHMONT | 6SDR-600 | TORQUE WRENCH | 69 | 86 | 93 | YES | NO | Check Range. Accredited ONLY Up to 250 FtLbs
STURTEVANT RICHMONT | CAL 36/4 | TORQUE DRIVER | 69 | 86 | 93 | YES | NO | Check Range. Accredited ONLY Up to 250 FtLbs
STURTEVANT RICHMONT | CAL-36/4 | TORQUE SCREWDRIVER | 69 | 86 | 93 | YES | NO | Check Range. Accredited ONLY Up to 250 FtLbs
STURTEVANT RICHMONT | CCM 75 Ft/Lb | TORQUE WRENCH | 69 | 86 | 93 | YES | NO | Check Range. Accredited ONLY Up to 250 FtLbs
STURTEVANT RICHMONT | CCM-100Nm | TORQUE WRENCH | 69 | 86 | 93 | YES | NO | Check Range. Accredited ONLY Up to 250 FtLbs
STURTEVANT RICHMONT | CCM150 | TORQUE WRENCH | 69 | 86 | 93 | YES | NO | Check Range. Accredited ONLY Up to 250 FtLbs
STURTEVANT RICHMONT | CCM200nM | TORQUE WRENCH | 69 | 86 | 93 | YES | NO | Check Range. Accredited ONLY Up to 250 FtLbs
STURTEVANT RICHMONT | CCM-20Nm | TORQUE WRENCH | 69 | 86 | 93 | YES | NO | Check Range. Accredited ONLY Up to 250 FtLbs
STURTEVANT RICHMONT | LTCR | TORQUE WRENCH | 69 | 86 | 93 | YES | NO | Check Range. Accredited ONLY Up to 250 FtLbs
STURTEVANT RICHMONT | LTCR 300I | TORQUE WRENCH | 69 | 86 | 93 | YES | NO | Check Range. Accredited ONLY Up to 250 FtLbs
STURTEVANT RICHMONT | LTCS | TORQUE WRENCH | 69 | 86 | 93 | YES | NO | Check Range. Accredited ONLY Up to 250 FtLbs
STURTEVANT RICHMONT | M10 I (850188) | BEAM TORQUE WRENCH | 69 | 86 | 93 | YES | NO
STURTEVANT RICHMONT | M32-IO | BEAM TORQUE WRENCH | 69 | 86 | 93 | YES | NO
STURTEVANT RICHMONT | MD50I | TORQUE WRENCH | 69 | 86 | 93 | YES | NO | 50 IN LB
STURTEVANT RICHMONT | MD6001 | TORQUE WRENCH | 69 | 86 | 93 | YES | NO | Check Range. Accredited ONLY Up to 250 FtLbs
STURTEVANT RICHMONT | ROTO-TORQ | TORQUE WRENCH | 69 | 86 | 93 | YES | NO | Check Range. Accredited ONLY Up to 250 FtLbs
STURTEVANT-RICHMONT | CCM50I | TORQUE WRENCH | 69 | 86 | 93 | YES | NO | 50 IN LB
STURTEVANT-RICHMONT | PM-5 | TORQUE | 69 | 86 | 93 | YES | NO | Check Range. Accredited ONLY Up to 250 FtLbs
SUBURBAN TOOL | B-123-H23-M | BLOCK SET 1-2-3 | 110 | 138 | NA | NO | NO | 1-2-3
SUBURBAN TOOL | MV-14 | OPTICAL COMPARATOR | 276 | 345 | NA | NO | NO
SULLSTAR TECHNOLOGIES | EZ-RJ45 | CRIMPER | 69 | 86 | NA | NO | NO
SULZER METCO | 1016/PPC | SMART ARC | 207 | 259 | NA | NO | NO
SUMAKE | ED-3001PS | TORQUE DRIVER | 69 | 86 | 93 | YES | NO | Check Range. Accredited ONLY Up to 250 FtLbs
SUMITOMO ELECTRIC INDUSTRIES | TYPE-37SE | FUSION SPLICER | 0 | 0 | NA | NO | NO | Algreg Only
SUN SYSTEMS | EC13HA | CHAMBER | 378 | 473 | 510 | YES | NO | Accredited Up to +400oC
SUN SYSTEMS | EC16HA | CHAMBER | 378 | 473 | 510 | YES | NO | Accredited Up to +400oC
SUNBEAM | 2000 GRAM | SCALE | 124 | 155 | NA | NO | NO | 2000 g
SUNRISE | SUNSET E20C | TELECOM TEST SET | 420 | 525 | NA | NO | NO
SUNRISE TELECOM | SUNSET MTT | SUNSET MAINFRAME | 336 | 420 | NA | NO | NO
SUPCO | CR4 | HUMIDITY TEMP CHART RECORDER | 242 | 303 | NA | NO | NO
SUPCO | DVTH | HUMIDITY TEMP DATALOGGER | 242 | 303 | NA | NO | NO
SUPCO | M-500 | MEGOHMMETER | 168 | 210 | 227 | YES | NO
SUPCO | TA2 | TEMP CONTROLLER ALARM | 126 | 158 | 170 | YES | NO
SUPER M.O.L.E | THINLINE | DATALOGGER TEMP COMPUTER | 294 | 368 | 397 | YES | NO
SUPREX | 1/2-20 NF-2 | THREAD PLUG GAUGE GO NOGO | 69 | 86 | NA | NO | NO
SWAGELOK | 0-160 PSI | PRESSURE GAUGE | 69 | 86 | NA | NO | NO | 160 PSI
SWAGELOK | 300 PSI | PRESSURE GAUGE | 69 | 86 | NA | NO | NO | 300 PSI
SWANSON | .250-20 UNC-2A | THREAD RING GAUGE GO | 69 | 86 | NA | NO | NO
SWANSON | .250-20 UNC-2B | THREAD PLUG GAUGE GO NOGO | 69 | 86 | NA | NO | NO
SWANSON | .250-28 UNF-2B | THREAD PLUG GAUGE GO NOGO | 69 | 86 | NA | NO | NO
SWANSON | .250-28 UNF-3A | THREAD RING GAUGE NOGO | 69 | 86 | NA | NO | NO
SWANSON | .250-28 UNF-3B | THREAD PLUG GAUGE GO NOGO | 69 | 86 | NA | NO | NO
SWANSON | .250-32 UNEF-2B | THREAD PLUG GAUGE GO NOGO | 69 | 86 | NA | NO | NO
SWANSON | .250-32 UNEF-3B | THREAD PLUG GAUGE GO NOGO | 69 | 86 | NA | NO | NO
SWANSON | .3125-24 UNF-2B | THREAD PLUG GAUGE GO NOGO | 69 | 86 | NA | NO | NO
SWANSON | .375-16 UNC-2A | THREAD RING GAUGE NOGO | 69 | 86 | NA | NO | NO
SWANSON | .375-16 UNC-2B | THREAD PLUG GAUGE GO NOGO | 69 | 86 | NA | NO | NO
SWANSON | .375-24 UNF-2A | THREAD RING GAUGE GO | 69 | 86 | NA | NO | NO
SWANSON | .375-24 UNF-3A | THREAD RING GAUGE NOGO | 69 | 86 | NA | NO | NO
SWANSON | .375-32 UNEF-2A | THREAD RING GAUGE GO | 69 | 86 | NA | NO | NO
SWANSON | .4375-14 UNC-2A | THREAD RING GAUGE GO | 69 | 86 | NA | NO | NO
SWANSON | .4375-20 UNF-2B | THREAD PLUG GAUGE GO NOGO | 69 | 86 | NA | NO | NO
SWANSON | .4375-28 UNEF-2B | THREAD PLUG GAUGE GO NOGO | 69 | 86 | NA | NO | NO
SWANSON | .500-13 UNC-2B | THREAD PLUG GAUGE GO NOGO | 69 | 86 | NA | NO | NO
SWANSON | .500-20 UNF-2A | THREAD RING GAUGE NOGO | 69 | 86 | NA | NO | NO
SWANSON | .500-20 UNF-2B | THREAD PLUG GAUGE GO NOGO | 69 | 86 | NA | NO | NO
SWANSON | .500-28 UNEF-3B | THREAD PLUG GAUGE GO NOGO | 69 | 86 | NA | NO | NO
SWANSON | .625-11 UNC-2A | THREAD RING GAUGE GO | 69 | 86 | NA | NO | NO
SWANSON | .625-18 UNF-2A | THREAD RING GAUGE GO | 69 | 86 | NA | NO | NO
SWANSON | .625-18 UNF-2B | THREAD PLUG GAUGE GO NOGO | 69 | 86 | NA | NO | NO
SWANSON | .6875-12 UN-2B | THREAD PLUG GAUGE GO NOGO | 69 | 86 | NA | NO | NO
SWANSON | .6875-20 UN-2B | THREAD PLUG GAUGE GO NOGO | 69 | 86 | NA | NO | NO
SWANSON | .750-10 UNC-2B | THREAD PLUG GAUGE GO NOGO | 69 | 86 | NA | NO | NO
SWANSON | .750-16 UNF-2A | THREAD RING GAUGE GO | 69 | 86 | NA | NO | NO
SWANSON | .750-20 UNEF-2A | THREAD RING GAUGE GO | 69 | 86 | NA | NO | NO
SWANSON | .750-20 UNEF-2B | THREAD PLUG GAUGE GO NOGO | 69 | 86 | NA | NO | NO
SWANSON | .8125-20 UNEF-2A | THREAD RING GAUGE NOGO | 69 | 86 | NA | NO | NO
SWANSON | .875-9 UNC-1A | THREAD RING GAUGE GO | 69 | 86 | NA | NO | NO
SWANSON | 0.250-28 UNF-2A | THREAD SET PLUG GAUGE GO NOGO | 69 | 86 | NA | NO | NO
SWANSON | 0.297" CLASS Y MASTER | RING GAUGE | 69 | 86 | NA | NO | NO
SWANSON | 0.3125-24 UNF-2B | THREAD PLUG GAUGE GO NOGO | 69 | 86 | NA | NO | NO
SWANSON | 0.375-16 UNC-2B | THREAD PLUG GAUGE GO NOGO | 69 | 86 | NA | NO | NO
SWANSON | 0.4375-20 UNF-2B | THREAD PLUG GAUGE GO NOGO | 69 | 86 | NA | NO | NO
SWANSON | 0.500-20 UNF-2A | THREAD RING GAUGE GO | 69 | 86 | NA | NO | NO
SWANSON | 0.500-20 UNF-2B | THREAD PLUG GAUGE GO NOGO | 69 | 86 | NA | NO | NO
SWANSON | 1 1/16-18 UNEF-2B | THREAD PLUG GAUGE GO NOGO | 69 | 86 | NA | NO | NO
SWANSON | 1/2-13 UNC-2B | THREAD PLUG GAUGE GO NOGO | 69 | 86 | NA | NO | NO
SWANSON | 1/2-20 UNF-2A | THREAD RING GAUGE NOGO | 69 | 86 | NA | NO | NO
SWANSON | 1/2-20 UNF-2B | THREAD PLUG GAUGE GO | 69 | 86 | NA | NO | NO
SWANSON | 1/2-28 UNEF-2A | THREAD RING GAUGE NOGO | 69 | 86 | NA | NO | NO
SWANSON | 1/2-28 UNEF-2B | THREAD PLUG GAUGE GO NOGO | 69 | 86 | NA | NO | NO
SWANSON | 1/4-18 NPSM-2B | THREAD PLUG GAUGE GO NOGO | 69 | 86 | NA | NO | NO
SWANSON | 1/4-20 UNC-2A | THREAD RING GAUGE GO NOGO | 69 | 86 | NA | NO | NO
SWANSON | 10-24 UNC-2B | THREAD PLUG GAUGE GO NOGO | 69 | 86 | NA | NO | NO
SWANSON | 10-32 UNF-2A | THREAD RING GAUGE GO | 69 | 86 | NA | NO | NO
SWANSON | 10-32 UNF-2B | THREAD PLUG GAUGE GO NOGO | 69 | 86 | NA | NO | NO
SWANSON | 10-32 UNF-3B | THREAD PLUG GAUGE GO NOGO | 69 | 86 | NA | NO | NO
SWANSON | 1-12 UNF-2B | THREAD PLUG GAUGE GO NOGO | 69 | 86 | NA | NO | NO
SWANSON | 12-24 UNC-2B | THREAD PLUG GAUGE GO NOGO | 69 | 86 | NA | NO | NO
SWANSON | 12-28 UNF-2A | THREAD RING GAUGE GO | 69 | 86 | NA | NO | NO
SWANSON | 12-28 UNF-2B | THREAD PLUG GAUGE GO NOGO | 69 | 86 | NA | NO | NO
SWANSON | 12-32 UNEF-2A | THREAD RING GAUGE GO | 69 | 86 | NA | NO | NO
SWANSON | 12-32 UNEF-2B | THREAD PLUG GAUGE GO NOGO | 69 | 86 | NA | NO | NO
SWANSON | 12-32 UNEF-2B DOUBLE LEAD | THREAD PLUG GAUGE GO NOGO | 69 | 86 | NA | NO | NO
SWANSON | 12-32 UNEF-3B | THREAD PLUG GAUGE GO NOGO | 69 | 86 | NA | NO | NO
SWANSON | 1-64 UNC-2B LH | THREAD PLUG GAUGE GO NOGO | 69 | 86 | NA | NO | NO
SWANSON | 2.500-12 UN-2B | THREAD PLUG GAUGE GO | 69 | 86 | NA | NO | NO
SWANSON | 2-56 UNC-2B | THREAD PLUG GAUGE GO NOGO | 69 | 86 | NA | NO | NO
SWANSON | 3/4-10 UNC-2A | THREAD RING GAUGE NOGO | 69 | 86 | NA | NO | NO
SWANSON | 3/8-24 UNF-2B | THREAD PLUG GAUGE GO NOGO | 69 | 86 | NA | NO | NO
SWANSON | 3-48 UNC-2B | THREAD PLUG GAUGE GO NOGO | 69 | 86 | NA | NO | NO
SWANSON | 3-56 UNC-2B | THREAD PLUG GAUGE GO NOGO | 69 | 86 | NA | NO | NO
SWANSON | 4 7/8-12 UN-2B | THREAD PLUG GAUGE GO NOGO | 69 | 86 | NA | NO | NO
SWANSON | 4-40 UNC-2A | THREAD RING GAUGE GO | 69 | 86 | NA | NO | NO
SWANSON | 4-48 UNF-2A | THREAD RING GAUGE GO NOGO | 69 | 86 | NA | NO | NO
SWANSON | 4-48 UNF-2B | THREAD PLUG GAUGE GO NOGO | 69 | 86 | NA | NO | NO
SWANSON | 5/16-18 UNC 2A | THREAD RING GAUGE GO NOGO | 69 | 86 | NA | NO | NO
SWANSON | 5/16-18 UNC-2A | THREAD RING GAUGE GO | 69 | 86 | NA | NO | NO
SWANSON | 5/16-18 UNC-2B | THREAD PLUG GAUGE GO NOGO | 69 | 86 | NA | NO | NO
SWANSON | 5/8-11 UNC-2B | THREAD PLUG GAUGE GO NOGO | 69 | 86 | NA | NO | NO
SWANSON | 5/8-18 UNF-2A | THREAD RING GAUGE GO | 69 | 86 | NA | NO | NO
SWANSON | 5/8-18 UNF-2B | THREAD PLUG GAUGE GO NOGO | 69 | 86 | NA | NO | NO
SWANSON | 5-40 UNC-2A | THREAD RING GAUGE GO | 69 | 86 | NA | NO | NO
SWANSON | 5-40 UNC-2B | THREAD PLUG GAUGE GO NOGO | 69 | 86 | NA | NO | NO
SWANSON | 6" | SQUARE COMBINATION | 104 | 130 | NA | NO | NO | 6 INCH
SWANSON | 6-32 UNC-2B | THREAD PLUG GAUGE GO NOGO | 69 | 86 | NA | NO | NO
SWANSON | 6-32 UNC-3B | THREAD PLUG GAUGE GO NOGO | 69 | 86 | NA | NO | NO
SWANSON | 6-40 UNF-3B | THREAD PLUG GAUGE GO NOGO | 69 | 86 | NA | NO | NO
SWANSON | 7/16-20 UNF-2A | THREAD RING GAUGE NOGO | 69 | 86 | NA | NO | NO
SWANSON | 8-32 UNC-2A | THREAD RING GAUGE NOGO | 69 | 86 | NA | NO | NO
SWANSON | 8-36 UNF-2B | THREAD PLUG GAUGE GO NOGO | 69 | 86 | NA | NO | NO
SWANSON | M1.6x0.35-6H | THREAD PLUG GAUGE GO NOGO | 69 | 86 | NA | NO | NO
SWANSON | M10x1.5-5H STI | THREAD PLUG GAUGE GO NOGO | 69 | 86 | NA | NO | NO
SWANSON | M10x1.5-6H | THREAD PLUG GAUGE GO NOGO | 69 | 86 | NA | NO | NO
SWANSON | M12x1.25-6g | THREAD RING GAUGE GO | 69 | 86 | NA | NO | NO
SWANSON | M12x1.25-6H | THREAD PLUG GAUGE GO NOGO | 69 | 86 | NA | NO | NO
SWANSON | M16x1.5 6H | THREAD PLUG GAUGE GO NOGO | 69 | 86 | NA | NO | NO
SWANSON | M2.5x0.45-6H | THREAD PLUG GAUGE GO NOGO | 69 | 86 | NA | NO | NO
SWANSON | M20x1.0-6g | THREAD RING GAUGE NOGO | 69 | 86 | NA | NO | NO
SWANSON | M20x1.0-6H | THREAD PLUG GAUGE GO NOGO | 69 | 86 | NA | NO | NO
SWANSON | M21x1.0-6H | THREAD PLUG GAUGE GO NOGO | 69 | 86 | NA | NO | NO
SWANSON | M21x1.0-6H LH | THREAD PLUG GAUGE GO NOGO | 69 | 86 | NA | NO | NO
SWANSON | M2x0.4-6g | THREAD RING GAUGE GO NOGO | 69 | 86 | NA | NO | NO
SWANSON | M3.5x0.6-6H | THREAD PLUG GAUGE GO NOGO | 69 | 86 | NA | NO | NO
SWANSON | M30X1.5-6H | THREAD PLUG GAUGE GO NOGO | 69 | 86 | NA | NO | NO
SWANSON | M3x0.5-6g | THREAD RING GAUGE GO NOGO | 69 | 86 | NA | NO | NO
SWANSON | M3x0.5-6H | THREAD PLUG GAUGE GO NOGO | 69 | 86 | NA | NO | NO
SWANSON | M4.5X0.75-6H | THREAD PLUG GAUGE GO NOGO | 69 | 86 | NA | NO | NO
SWANSON | M4x0.7-6H | THREAD PLUG GAUGE GO NOGO | 69 | 86 | NA | NO | NO
SWANSON | M5x0.8-6H | THREAD PLUG GAUGE GO NOGO | 69 | 86 | NA | NO | NO
SWANSON | M6x1.0-6g | THREAD RING GAUGE GO NOGO | 69 | 86 | NA | NO | NO
SWANSON | M6x1.0-6H | THREAD PLUG GAUGE GO NOGO | 69 | 86 | NA | NO | NO
SWANSON | M8.5X1.0-6H | THREAD PLUG GAUGE GO NOGO | 69 | 86 | NA | NO | NO
SWANSON | M8X1.0-6G | THREAD RING GAUGE GO NOGO | 69 | 86 | NA | NO | NO
SWANSON | M8x1.25-6g | THREAD RING GAUGE GO NOGO | 69 | 86 | NA | NO | NO
SWANSON | M8x1.25-6H | THREAD PLUG GAUGE GO NOGO | 69 | 86 | NA | NO | NO
SWANSON | UNKNOWN | SQUARE | 69 | 86 | NA | NO | NO
SWEARINGEN AVAIATION CORP. | 27-82007-807 | NULL TEST SET | 126 | 158 | NA | NO | NO
SWEARINGEN AVAIATION CORP. | TE27-82007-807 | NULL TEST SET | 126 | 158 | NA | NO | NO
SWG | 1/2-13 UNC-2B | THREAD PLUG GAUGE GO NOGO | 69 | 86 | NA | NO | NO
SWG | 10-24 UNC-2B | THREAD PLUG GAUGE GO NOGO | 69 | 86 | NA | NO | NO
SWG | 10-32 UNF-2B | THREAD PLUG GAUGE NOGO | 69 | 86 | NA | NO | NO
SWG | 12-28 UNF-2B | THREAD PLUG GAUGE GO NOGO | 69 | 86 | NA | NO | NO
SWG | 5/16-18 UNC-2B | THREAD PLUG GAUGE GO NOGO | 69 | 86 | NA | NO | NO
SWG | M2x0.4-6g | THREAD RING GAUGE GO | 69 | 86 | NA | NO | NO
SWINTON TECHNOLOGY | ST500 | PULSE GENERATOR DUAL SIMULATOR | 294 | 368 | NA | NO | NO
SYLVAC | S 228 | HEIGHT GAUGE | 124 | 155 | NA | NO | NO | 24 INCH
SYLVAC | S229 | INDICATOR DIAL | 69 | 86 | NA | NO | NO
SYMMETRICOM | 8040C | RUBIDIUM FREQUENCY STANDARD | 504 | 630 | NA | NO | NO
SYNTHESYS RESEARCH INC | BSA7500B | LOGIC BIT ERROR RATE ANALYZER | 546 | 683 | NA | NO | NO
SYNTHESYS RESEARCH INC | CRJ12500A | LOGIC BIT ERROR RATE ANALYZER | 546 | 683 | NA | NO | NO
SYSANTEC | BKC-TMD | TEMP CONTROLLER | 126 | 158 | 170 | YES | NO
SYSTEMATION | TP150 | PULL TESTER | 311 | 389 | NA | NO | NO
SYSTRONE | S6022 | IONIZING AIR BLOWER | 168 | 210 | NA | NO | NO
T&D CORP | TR-75WB | THERMO RECORDER | 252 | 315 | 340 | YES | NO
TABAI ESPEC CORP | PV-120 | OVEN | 378 | 473 | 510 | YES | NO | AMB to +200C
TAIWAN | 14-28 AWG | CRIMPER | 69 | 86 | NA | NO | NO
TAIWAN | 20-200 Lb/In | TORQUE WRENCH | 69 | 86 | 93 | YES | NO | Check Range. Accredited ONLY Up to 250 FtLbs
TAIWAN | 50-300 Lb/Ft | TORQUE WRENCH | 69 | 86 | 93 | YES | NO | Check Range. Accredited ONLY Up to 250 FtLbs
TANITA | 1475 | SCALE | 207 | 259 | NA | NO | NO | 1200 g
TAU-TRON | S5200D | DS1 TEST SET | 420 | 525 | NA | NO | NO
TAU-TRON | S5200E | TRANSMISSION TEST SET | 420 | 525 | NA | NO | NO
TAYLOR | 1448 | TEMP METER THERMOMETER | 168 | 210 | NA | NO | NO
TAYLOR | 5566 | HUMIDITY TEMP METER | 242 | 303 | NA | NO | NO
TAYLOR | 5806 | TIMER | 126 | 158 | NA | NO | NO
TAYLOR | 5873 | TIMER | 126 | 158 | NA | NO | NO
TAYLOR | 7562 | SCALE LARGE | 207 | 259 | NA | NO | NO | 400 LB - In Lab Only
TAYLOR | 9842 | TEMP METER THERMOMETER | 168 | 210 | NA | NO | NO
TAYLOR | 9878 | TEMP METER THERMOMETER | 168 | 210 | NA | NO | NO
TAYLOR | 1330PJ | HUMIDITY METER PSYCHROMETER | 242 | 303 | NA | NO | NO
TAYLOR | 6091-1 | THERMOMETER | 168 | 210 | 227 | YES | NO
TAYLOR | 99HR 59MIN | TIMER | 126 | 158 | NA | NO | NO
TAYLOR | TE 400 | SCALE LARGE | 207 | 259 | NA | NO | NO | 400 LB - In Lab Only
TAYTOOLS | DHG | 6IN DIGITAL HEIGHT GAGE | 124 | 155 | NA | NO | NO | 6 INCH
T-COM | 235A+ | DS1/DS0 TX TEST SET | 420 | 525 | NA | NO | NO
TDK LAMBDA | G20-135 | POWER SUPPLY MODULE | 185 | 231 | 250 | YES | NO
TDK LAMBDA | GEN 100-33 | POWER SUPPLY | 185 | 231 | 250 | YES | NO
TDK LAMBDA | GEN 10-330 | POWER SUPPLY | 252 | 315 | 340 | YES | NO
TDK LAMBDA | GEN 150-22 | POWER SUPPLY | 252 | 315 | 340 | YES | NO
TDK LAMBDA | GEN 15-220 | POWER SUPPLY | 252 | 315 | 340 | YES | NO
TDK LAMBDA | GEN 20-165 | POWER SUPPLY | 252 | 315 | 340 | YES | NO
TDK LAMBDA | GEN 300-11 | POWER SUPPLY | 252 | 315 | 340 | YES | NO
TDK LAMBDA | GEN 300-5 | POWER SUPPLY | 252 | 315 | 340 | YES | NO
TDK LAMBDA | GEN 30-110 | POWER SUPPLY | 252 | 315 | 340 | YES | NO
TDK LAMBDA | GEN 40-85-1P230 | POWER SUPPLY | 252 | 315 | 340 | YES | NO
TDK LAMBDA | GEN 600-2.6 | DC POWER SUPPLY | 294 | 368 | 397 | YES | NO
TDK LAMBDA | GEN 600-5.5 | POWER SUPPLY | 294 | 368 | NA | NO | NO
TDK LAMBDA | GEN 60-55 | POWER SUPPLY | 185 | 231 | 250 | YES | NO
TDK LAMBDA | GEN 80-42 | POWER SUPPLY | 185 | 231 | 250 | YES | NO
TDK LAMBDA | GEN 8-400 | POWER SUPPLY | 252 | 315 | 340 | YES | NO
TDK LAMBDA | GENH6-100 | DC POWER SUPPLY | 168 | 210 | 227 | YES | NO
TDK LAMBDA | LL-905 | DC POWER SUPPLY | 168 | 210 | 227 | YES | NO
TDK LAMBDA | LLS3060 | POWER SUPPLY | 168 | 210 | 227 | YES | NO
TDK LAMBDA | LLS6018 | DC POWER SUPPLY | 168 | 210 | 227 | YES | NO
TDK LAMBDA | LLS9018 | DC POWER SUPPLY | 168 | 210 | 227 | YES | NO
TDK LAMBDA | LLS9060 | DC POWER SUPPLY | 168 | 210 | 227 | YES | NO
TDK LAMBDA | UP 36-12 | DC POWER SUPPLY | 168 | 210 | 227 | YES | NO
TDK LAMBDA | Z650-1 | PROGRAMMABLE DC POWER SUPPLY | 168 | 210 | 227 | YES | NO
TDK RF SOLUTIONS | PR-0100-300 | RESISTOR PRECISION | 126 | 158 | NA | NO | NO | DATA ONLY
TDK RF SOLUTIONS | PR-0500-300 | RESISTOR PRECISION | 126 | 158 | NA | NO | NO | DATA ONLY
TDK RF SOLUTIONS | PR-5000-300 | RESISTOR PRECISION | 126 | 158 | NA | NO | NO | DATA ONLY
TDK RF SOLUTIONS | PRO-1500-300 | RESISTOR PRECISION | 126 | 158 | NA | NO | NO | DATA ONLY
TE CONNECTIVITY | 58336-1 | CRIMPER | 69 | 86 | NA | NO | NO
TE CONNECTIVITY | 58630-2 | CRIMP DIES | 69 | 86 | NA | NO | NO
TE CONNECTIVITY | 90546-2 | CRIMP DIES | 69 | 86 | NA | NO | NO
TECHNICAL ENGINEERING SERVICE | SET-50 | TESTER, SHARP EDGE | 138 | 173 | NA | NO | NO
TECHNIDYNE | VET TECH 2000 | SCALE LARGE | 207 | 259 | NA | NO | NO | 300 LB - In Lab Only
TECHWRENCH | TECH3R250 | TORQUE WRENCH | 69 | 86 | 93 | YES | NO | Check Range. Accredited ONLY Up to 250 FtLbs
TECLOCK | .0005" | INDICATOR DIAL | 69 | 86 | NA | NO | NO | 0.0005 INCH
TECLOCK | 0.25" | INDICATOR DIAL | 69 | 86 | NA | NO | NO | 0.250 INCH
TECLOCK | 1" | INDICATOR DIAL | 69 | 86 | NA | NO | NO | 1 INCH
TECLOCK | A1-921 | INDICATOR DIAL | 69 | 86 | NA | NO | NO
TECLOCK | AI-921 | INDICATOR DIAL | 69 | 86 | NA | NO | NO | 1 INCH
TECLOCK | AI-951 | INDICATOR DIAL | 69 | 86 | NA | NO | NO | 2 INCH
TECLOCK | AI-951B | DEPTH INDICATOR | 69 | 86 | NA | NO | NO
TECLOCK | LT-310 | TEST INDICATOR | 69 | 86 | NA | NO | NO
TECLOCK | LTI-355 | INDICATOR TEST | 69 | 86 | NA | NO | NO
TECPEL | 307 | TEMP METER THERMOCOUPLE | 168 | 210 | 227 | YES | NO
TEGAM | 252 | LCR METER IMPEDANCE METER | 336 | 420 | NA | NO | NO
TEGAM | 868 | TEMP METER THERMOCOUPLE | 168 | 210 | 227 | YES | NO
TEGAM | 8693 | TEMP PROBE | 168 | 210 | 227 | YES | NO
TEGAM | 8696 | TEMP PROBE | 168 | 210 | 227 | YES | NO
TEGAM | 840A | TEMPERATURE CALIBRATOR/THERMOMETER | 210 | 263 | 284 | YES | NO
TEGAM | DP1311 | VOLTAGE DIVIDER | 294 | 368 | NA | NO | NO
TEKPOWER | 3710A | DC ELECTRONIC LOAD | 210 | 263 | 284 | YES | NO | Current Accredited up to 20 Amps
TEKPOWER | TP-3005D-3 | POWER SUPPLY | 168 | 210 | 227 | YES | NO
TEKTRONIX | 114 | PULSE GENERATOR | 294 | 368 | NA | NO | NO
TEKTRONIX | 284 | PULSE GENERATOR | 294 | 368 | NA | NO | NO
TEKTRONIX | 314 | OSCILLOSCOPE PORTABLE | 252 | 315 | 340 | YES | NO | 0.01 GHZ
TEKTRONIX | 371 | CURVE TRACER | 924 | 1155 | NA | NO | NO
TEKTRONIX | 465 | OSCILLOSCOPE BENCHTOP | 252 | 315 | 340 | YES | NO | 0.10 GHZ
TEKTRONIX | 475 | OSCILLOSCOPE BENCHTOP | 252 | 315 | 340 | YES | NO | 0.25 GHZ
TEKTRONIX | 492 | RF SPECTRUM ANALYZER | 672 | 840 | NA | NO | NO
TEKTRONIX | 576 | CURVE TRACER | 0 | 0 | NA | NO | NO | Obsolete. Cal Not Available
TEKTRONIX | 577 | CURVE TRACER | 0 | 0 | NA | NO | NO | Obsolete. Cal Not Available
TEKTRONIX | 1103 | DC POWER SUPPLY PROBE MODULE | 168 | 210 | 227 | YES | NO
TEKTRONIX | 1241 | LOGIC ANALYZER | 420 | 525 | NA | NO | NO
TEKTRONIX | 2205 | OSCILLOSCOPE BENCHTOP | 252 | 315 | 340 | YES | NO | 0.02 GHZ
TEKTRONIX | 2210 | OSCILLOSCOPE BENCHTOP | 252 | 315 | 340 | YES | NO | 0.05 GHZ
TEKTRONIX | 2213 | OSCILLOSCOPE BENCHTOP | 252 | 315 | 340 | YES | NO | 0.06 GHZ
TEKTRONIX | 2215 | OSCILLOSCOPE BENCHTOP | 252 | 315 | 340 | YES | NO | 0.06 GHZ
TEKTRONIX | 2221 | OSCILLOSCOPE BENCHTOP | 252 | 315 | 340 | YES | NO | 0.06 GHZ
TEKTRONIX | 2225 | OSCILLOSCOPE BENCHTOP | 252 | 315 | 340 | YES | NO | 0.05 GHZ
TEKTRONIX | 2230 | OSCILLOSCOPE BENCHTOP | 252 | 315 | 340 | YES | NO | 0.10 GHZ
TEKTRONIX | 2235 | OSCILLOSCOPE BENCHTOP | 252 | 315 | 340 | YES | NO | 0.10 GHZ
TEKTRONIX | 2252 | OSCILLOSCOPE BENCHTOP | 252 | 315 | 340 | YES | NO | 0.10 GHZ
TEKTRONIX | 2440 | OSCILLOSCOPE BENCHTOP | 252 | 315 | 340 | YES | NO | 0.30 GHZ
TEKTRONIX | 2445 | OSCILLOSCOPE BENCHTOP | 252 | 315 | 340 | YES | NO | 0.15 GHZ
TEKTRONIX | 2465 | OSCILLOSCOPE BENCHTOP | 252 | 315 | 340 | YES | NO | 0.30 GHZ
TEKTRONIX | 7104 | OSCILLOSCOPE MAINFRAME | 378 | 473 | NA | NO | NO | MAINFRAME ONLY; MODULES ADDITIONAL
TEKTRONIX | 7603 | OSCILLOSCOPE MAINFRAME | 378 | 473 | NA | NO | NO | MAINFRAME ONLY; MODULES ADDITIONAL
TEKTRONIX | 7704 | OSCILLOSCOPE MAINFRAME | 378 | 473 | NA | NO | NO | MAINFRAME ONLY; MODULES ADDITIONAL
TEKTRONIX | 7904 | OSCILLOSCOPE MAINFRAME | 378 | 473 | NA | NO | NO | MAINFRAME ONLY; MODULES ADDITIONAL
TEKTRONIX | 80E03 | OSCILLOSCOPE PLUGIN SAMPLING | 420 | 525 | NA | NO | NO | 20.0 GHZ
TEKTRONIX | 80E04 | OSCILLOSCOPE PLUGIN SAMPLING TDR | 420 | 525 | NA | NO | NO | 20.0 GHZ
TEKTRONIX | 80E05 | OSCILLOSCOPE PLUGIN SAMPLING TDR | 420 | 525 | NA | NO | NO | 20.0 GHZ
TEKTRONIX | 11005903 | RF ATTENUATOR | 126 | 158 | NA | NO | NO | NA
TEKTRONIX | 80E08 | OSCILLOSCOPE PLUGIN SAMPLING | 588 | 735 | NA | NO | NO | 30.0 GHZ
TEKTRONIX | 011-0059-03-20DB | ATTENUATOR | 126 | 158 | NA | NO | NO
TEKTRONIX | 067-4889-00 | DC PROBE CAL CONTROL BOX | 168 | NA | NA | NO | NO | LEVEL 4 ONLY
TEKTRONIX | 1101A | DC POWER SUPPLY PROBE MODULE | 168 | 210 | 227 | YES | NO
TEKTRONIX | 11081B | OSCILLOSCOPE MAINFRAME | 378 | 473 | NA | NO | NO | MAINFRAME ONLY; MODULES ADDITIONAL
TEKTRONIX | 1502B | TESTER CABLE TDR | 336 | 420 | NA | NO | NO
TEKTRONIX | 1502C | TESTER CABLE TDR | 336 | 420 | NA | NO | NO
TEKTRONIX | 2221A | OSCILLOSCOPE BENCHTOP | 252 | 315 | 340 | YES | NO | 0.06 GHZ
TEKTRONIX | 2245A | OSCILLOSCOPE BENCHTOP | 252 | 315 | 340 | YES | NO | 0.10 GHZ
TEKTRONIX | 2246A | OSCILLOSCOPE | 252 | 315 | 340 | YES | NO | 0.10 GHZ
TEKTRONIX | 2247A | OSCILLOSCOPE BENCHTOP | 252 | 315 | 340 | YES | NO | 0.10 GHZ
TEKTRONIX | 2430A | OSCILLOSCOPE BENCHTOP | 252 | 315 | 340 | YES | NO | 0.15 GHZ
TEKTRONIX | 2432M | OSCILLOSCOPE BENCHTOP | 252 | 315 | 340 | YES | NO | 0.30 GHZ
TEKTRONIX | 2445B | OSCILLOSCOPE BENCHTOP | 252 | 315 | 340 | YES | NO | 0.15 GHZ
TEKTRONIX | 2455A | OSCILLOSCOPE BENCHTOP | 252 | 315 | 340 | YES | NO | 0.25 GHZ
TEKTRONIX | 2455B | OSCILLOSCOPE BENCHTOP | 252 | 315 | 340 | YES | NO | 0.25 GHZ
TEKTRONIX | 2465A | OSCILLOSCOPE BENCHTOP | 252 | 315 | 340 | YES | NO | 0.35 GHZ
TEKTRONIX | 2465B | OSCILLOSCOPE BENCHTOP | 252 | 315 | 340 | YES | NO | 0.40 GHZ
TEKTRONIX | 2467B | OSCILLOSCOPE BENCHTOP | 252 | 315 | 340 | YES | NO | 0.40 GHZ
TEKTRONIX | 370A | CURVE TRACER | 924 | 1155 | NA | NO | NO
TEKTRONIX | 370B | CURVE TRACER | 924 | 1155 | NA | NO | NO
TEKTRONIX | 371A | CURVE TRACER | 924 | 1155 | NA | NO | NO
TEKTRONIX | 465A | OSCILLOSCOPE BENCHTOP | 252 | 315 | 340 | YES | NO | 0.10 GHZ
TEKTRONIX | 465B | OSCILLOSCOPE BENCHTOP | 252 | 315 | 340 | YES | NO | 0.10 GHZ
TEKTRONIX | 475A | OSCILLOSCOPE BENCHTOP | 252 | 315 | 340 | YES | NO | 0.25 GHZ
TEKTRONIX | 475B | OSCILLOSCOPE BENCHTOP | 252 | 315 | 340 | YES | NO | 0.25 GHZ
TEKTRONIX | 492A | RF SPECTRUM ANALYZER | 672 | 840 | NA | NO | NO
TEKTRONIX | 492P | RF SPECTRUM ANALYZER | 672 | 840 | NA | NO | NO
TEKTRONIX | 7612D | OSCILLOSCOPE MAINFRAME | 378 | 473 | NA | NO | NO | MAINFRAME ONLY; MODULES ADDITIONAL
TEKTRONIX | 7704A | OSCILLOSCOPE MAINFRAME | 378 | 473 | NA | NO | NO | MAINFRAME ONLY; MODULES ADDITIONAL
TEKTRONIX | 7904A | OSCILLOSCOPE MAINFRAME | 378 | 473 | NA | NO | NO | MAINFRAME ONLY; MODULES ADDITIONAL
TEKTRONIX | 7A16P | OSCILLOSCOPE PLUGIN | 252 | 315 | 340 | YES | NO | 0.225 GHZ
TEKTRONIX | 7A18 | OSCILLOSCOPE PLUGIN | 252 | 315 | 340 | YES | NO | 0.075 GHZ
TEKTRONIX | 7A26 | OSCILLOSCOPE PLUGIN | 252 | 315 | 340 | YES | NO | 0.20 GHZ
TEKTRONIX | 7B92 | OSCILLOSCOPE PLUGIN TIMEBASE | 252 | 315 | 340 | YES | NO | NA
TEKTRONIX | 7B92A | OSCILLOSCOPE PLUGIN TIMEBASE | 252 | 315 | 340 | YES | NO | NA
TEKTRONIX | 80A02 | EOS/ESD PROTECTION MODULE | 252 | 315 | NA | NO | NO
TEKTRONIX | 80C07B-CR1 | OPTICAL SAMPLING MODULE | 210 | 263 | NA | NO | NO
TEKTRONIX | 80C08C-CR1 | OPTICAL SAMPLING MODULE | 210 | 263 | NA | NO | NO
TEKTRONIX | 80C10B | OPTICAL SAMPLING MODULE | 210 | 263 | NA | NO | NO
TEKTRONIX | 80C70B-CR1 | OPTICAL SAMPLING MODULE | 210 | 263 | NA | NO | NO
TEKTRONIX | A6032 | PROBE OSCILLOSCOPE CURRENT | 168 | 210 | NA | NO | NO
TEKTRONIX | A621 | PROBE OSCILLOSCOPE CURRENT | 168 | 210 | NA | NO | NO
TEKTRONIX | A622 | PROBE OSCILLOSCOPE CURRENT | 168 | 210 | NA | NO | NO
TEKTRONIX | A6302 | PROBE OSCILLOSCOPE CURRENT | 168 | 210 | NA | NO | NO
TEKTRONIX | A6303 | PROBE OSCILLOSCOPE CURRENT | 168 | 210 | NA | NO | NO
TEKTRONIX | A6312 | PROBE OSCILLOSCOPE CURRENT | 168 | 210 | NA | NO | NO
TEKTRONIX | AA5001 | AUDIO ANALYZER PLUGIN | 378 | 473 | 510 | YES | NO | Accred AC/DC Volts. THD Not Accred.
TEKTRONIX | AFG3021 | FUNCTION GENERATOR | 336 | 420 | NA | NO | NO
TEKTRONIX | AFG3022 | FUNCTION GENERATOR | 336 | 420 | NA | NO | NO
TEKTRONIX | AFG3022B | FUNCTION GENERATOR | 336 | 420 | NA | NO | NO
TEKTRONIX | AFG310 | ARBITRARY FUNCTION GENERATOR | 336 | 420 | NA | NO | NO
TEKTRONIX | AFG3101 | FUNCTION GENERATOR | 336 | 420 | NA | NO | NO
TEKTRONIX | AFG3102 | FUNCTION GENERATOR | 336 | 420 | NA | NO | NO
TEKTRONIX | AFG3102C | FUNCTION GENERATOR | 336 | 420 | NA | NO | NO
TEKTRONIX | AFG31102 | ARBITRARY FUNCTION GENERATOR | 336 | 420 | NA | NO | NO
TEKTRONIX | AFG31152 | ARBITRARY FUNCTION GENERATOR | 336 | 420 | NA | NO | NO
TEKTRONIX | AFG3152C | DUAL CHANNEL ARBITRARY/FUNCTION GENERATOR | 336 | 420 | NA | NO | NO
TEKTRONIX | AFG320 | FUNCTION GENERATOR | 336 | 420 | NA | NO | NO
TEKTRONIX | AFG3251 | FUNCTION GENERATOR | 336 | 420 | NA | NO | NO
TEKTRONIX | AFG3251C | DUAL CHANNEL ARBITRARY/FUNCTION GENERATOR | 336 | 420 | NA | NO | NO
TEKTRONIX | AFG3252 | FUNCTION GENERATOR | 336 | 420 | NA | NO | NO
TEKTRONIX | AFG3252C | ARBITRARY/FUNCTION GENERATOR | 336 | 420 | NA | NO | NO
TEKTRONIX | AM502 | AMPLIFIER PLUGIN | 252 | 315 | NA | NO | NO
TEKTRONIX | AM503 | AMPLIFIER CURRENT PROBE | 252 | 315 | NA | NO | NO
TEKTRONIX | AM5030 | AMPLIFIER CURRENT PROBE | 252 | 315 | NA | NO | NO
TEKTRONIX | AM503A | AMPLIFIER CURRENT PROBE | 252 | 315 | NA | NO | NO
TEKTRONIX | AM503B | AMPLIFIER CURRENT PROBE | 252 | 315 | NA | NO | NO
TEKTRONIX | AWG2021 | FUNCTION GENERATOR | 336 | 420 | NA | NO | NO
TEKTRONIX | AWG2040 | FUNCTION GENERATOR | 336 | 420 | NA | NO | NO
TEKTRONIX | AWG2041 | FUNCTION GENERATOR | 336 | 420 | NA | NO | NO
TEKTRONIX | AWG2042 | FUNCTION GENERATOR | 336 | 420 | NA | NO | NO
TEKTRONIX | AWG5002 | FUNCTION GENERATOR | 420 | 525 | NA | NO | NO
TEKTRONIX | AWG520 | FUNCTION GENERATOR | 420 | 525 | NA | NO | NO
TEKTRONIX | AWG5202 | ARBITRARY WAVEFORM GENERATOR | 420 | 525 | NA | NO | NO
TEKTRONIX | AWG5204 | ARBITRARY WAVEFORM GENERATOR | 420 | 525 | NA | NO | NO
TEKTRONIX | AWG610 | FUNCTION GENERATOR | 420 | 525 | NA | NO | NO
TEKTRONIX | AWG7122C | FUNCTION GENERATOR | 420 | 525 | NA | NO | NO
TEKTRONIX | BSA260A | BERTSCOPE | 546 | 683 | NA | NO | NO
TEKTRONIX | CDC250 | FREQ COUNTER | 210 | 263 | NA | NO | NO
TEKTRONIX | CFG253 | FUNCTION GENERATOR | 336 | 420 | NA | NO | NO
TEKTRONIX | CMC251 | FREQ COUNTER | 210 | 263 | NA | NO | NO
TEKTRONIX | CPS250 | DC POWER SUPPLY | 168 | 210 | 227 | YES | NO
TEKTRONIX | CSA8000 | OSCILLOSCOPE MAINFRAME | 378 | 473 | NA | NO | NO | MAINFRAME ONLY; MODULES ADDITIONAL
TEKTRONIX | CSA8000B | COMMUNICATIONS SIGNAL ANALYZER | 378 | 473 | NA | NO | NO | MAINFRAME ONLY; MODULES ADDITIONAL
TEKTRONIX | CSA8200 | OSCILLOSCOPE MAINFRAME | 378 | 473 | NA | NO | NO | MAINFRAME ONLY; MODULES ADDITIONAL
TEKTRONIX | CT2 | CURRENT TRANSDUCER | 168 | 210 | 227 | YES | NO
TEKTRONIX | CT6 | PROBE CURRENT | 210 | 263 | NA | NO | NO
TEKTRONIX | CTS710 | SONET/BERT TEST SET | 420 | 525 | NA | NO | NO
TEKTRONIX | DC 503A | FREQ COUNTER | 210 | 263 | NA | NO | NO
TEKTRONIX | DC5009 | FREQ COUNTER | 210 | 263 | NA | NO | NO
TEKTRONIX | DC503 | FREQ COUNTER | 210 | 263 | NA | NO | NO
TEKTRONIX | DC504A | FREQ COUNTER | 210 | 263 | NA | NO | NO
TEKTRONIX | DM501 | DMM PLUGIN | 168 | 210 | 227 | YES | NO
TEKTRONIX | DM501A | DMM PLUGIN | 168 | 210 | 227 | YES | NO
TEKTRONIX | DM502 | DMM PLUGIN | 168 | 210 | 227 | YES | NO
TEKTRONIX | DM502A | DMM PLUGIN | 168 | 210 | 227 | YES | NO
TEKTRONIX | DM504A | DMM PLUGIN | 168 | 210 | 227 | YES | NO
TEKTRONIX | DM505 | DMM PLUGIN | 168 | 210 | 227 | YES | NO
TEKTRONIX | DM511 | DMM PLUGIN | 168 | 210 | 227 | YES | NO
TEKTRONIX | DM5110 | DMM PLUGIN | 168 | 210 | 227 | YES | NO
TEKTRONIX | DMM157 | DMM HANDHELD | 126 | 158 | 170 | YES | NO
TEKTRONIX | DMM250 | DMM HANDHELD | 126 | 158 | 170 | YES | NO
TEKTRONIX | DMM252 | DMM HANDHELD | 126 | 158 | 170 | YES | NO
TEKTRONIX | DMM254 | DMM HANDHELD | 126 | 158 | 170 | YES | NO
TEKTRONIX | DMM353 | MULTIMETER, DIGITAL | 126 | 158 | 170 | YES | NO
TEKTRONIX | DMM4040 | 6.5 DIGIT MULTIMETER | 210 | 263 | 284 | YES | NO
TEKTRONIX | DMM4050 | DMM 6.5 DIGIT | 210 | 263 | 284 | YES | NO
TEKTRONIX | DMM7510 | DMM 7.5 DIGITS | 336 | 420 | 454 | YES | NO | Same as Keithley unit
TEKTRONIX | DMM912 | DIGITAL MULTIMETER | 126 | 158 | 170 | YES | NO
TEKTRONIX | DMM914 | DMM HANDHELD | 126 | 158 | 170 | YES | NO
TEKTRONIX | DMM916 | DMM HANDHELD | 126 | 158 | 170 | YES | NO
TEKTRONIX | DPO2004B | OSCILLOSCOPE PORTABLE | 252 | 315 | 340 | YES | NO | 0.07 GHZ
TEKTRONIX | DPO2012 | OSCILLOSCOPE PORTABLE | 252 | 315 | 340 | YES | NO | 0.10 GHZ
TEKTRONIX | DPO2014 | OSCILLOSCOPE PORTABLE | 252 | 315 | 340 | YES | NO | 0.10 GHZ
TEKTRONIX | DPO2022B | OSCILLOSCOPE PORTABLE | 252 | 315 | 340 | YES | NO | 0.20 GHZ
TEKTRONIX | DPO2024 | OSCILLOSCOPE PORTABLE | 252 | 315 | 340 | YES | NO | 0.20 GHZ
TEKTRONIX | DPO2024B | OSCILLOSCOPE PORTABLE | 252 | 315 | 340 | YES | NO | 0.20 GHZ
TEKTRONIX | DPO3014 | OSCILLOSCOPE PORTABLE | 252 | 315 | 340 | YES | NO | 0.10 GHZ
TEKTRONIX | DPO3034 | OSCILLOSCOPE PORTABLE | 252 | 315 | 340 | YES | NO | 0.30 GHZ
TEKTRONIX | DPO3054 | OSCILLOSCOPE PORTABLE | 252 | 315 | 340 | YES | NO | 0.50 GHZ
TEKTRONIX | DPO4032 | OSCILLOSCOPE PORTABLE | 252 | 315 | 340 | YES | NO | 0.35 GHZ
TEKTRONIX | DPO4034 | OSCILLOSCOPE PORTABLE | 252 | 315 | 340 | YES | NO | 0.35 GHZ
TEKTRONIX | DPO4034B | OSCILLOSCOPE PORTABLE | 252 | 315 | 340 | YES | NO | 0.35 GHZ
TEKTRONIX | DPO4054 | OSCILLOSCOPE PORTABLE | 252 | 315 | 340 | YES | NO | 0.50 GHZ
TEKTRONIX | DPO4054B | OSCILLOSCOPE PORTABLE | 252 | 315 | 340 | YES | NO | 0.50 GHZ
TEKTRONIX | DPO4102B-L | OSCILLOSCOPE PORTABLE | 420 | 525 | 567 | YES | NO | 01.0 GHZ
TEKTRONIX | DPO4104 | OSCILLOSCOPE PORTABLE | 420 | 525 | 567 | YES | NO | 01.0 GHZ
TEKTRONIX | DPO4104B | OSCILLOSCOPE PORTABLE | 420 | 525 | 567 | YES | NO | 01.0 GHZ
TEKTRONIX | DPO4104B-L | OSCILLOSCOPE PORTABLE | 420 | 525 | 567 | YES | NO | 01.0 GHZ
TEKTRONIX | DPO5034 | OSCILLOSCOPE PORTABLE | 252 | 315 | 340 | YES | NO | 0.35 GHZ
TEKTRONIX | DPO5054 | OSCILLOSCOPE PORTABLE | 252 | 315 | 340 | YES | NO | 0.50 GHZ
TEKTRONIX | DPO5054B | OSCILLOSCOPE PORTABLE | 252 | 315 | 340 | YES | NO | 0.50 GHZ
TEKTRONIX | DPO5104 | OSCILLOSCOPE PORTABLE | 420 | 525 | 567 | YES | NO | 01.0 GHZ
TEKTRONIX | DPO5104B | OSCILLOSCOPE PORTABLE | 420 | 525 | 567 | YES | NO | 01.0 GHZ
TEKTRONIX | DPO5204 | OSCILLOSCOPE PORTABLE | 462 | 578 | NA | NO | NO | 02.0 GHZ
TEKTRONIX | DPO70404 | OSCILLOSCOPE BENCHTOP | 504 | 630 | NA | NO | NO | 04.0 GHZ
TEKTRONIX | DPO7054 | OSCILLOSCOPE BENCHTOP | 252 | 315 | 340 | YES | NO | 0.50 GHZ
TEKTRONIX | DPO7054C | OSCILLOSCOPE BENCHTOP | 252 | 315 | 340 | YES | NO | 0.50 GHZ
TEKTRONIX | DPO70604 | OSCILLOSCOPE BENCHTOP | 504 | 630 | NA | NO | NO | 06.0 GHZ
TEKTRONIX | DPO70804 | OSCILLOSCOPE BENCHTOP | 588 | 735 | NA | NO | NO | 08.0 GHZ
TEKTRONIX | DPO7104 | OSCILLOSCOPE BENCHTOP | 420 | 525 | 567 | YES | NO | 01.0 GHZ
TEKTRONIX | DPO7104C | OSCILLOSCOPE BENCHTOP | 420 | 525 | 567 | YES | NO | 01.0 GHZ
TEKTRONIX | DPO71254B | OSCILLOSCOPE BENCHTOP | 630 | 788 | NA | NO | NO | 12.5 GHZ
TEKTRONIX | DPO71604B | OSCILLOSCOPE BENCHTOP | 630 | 788 | NA | NO | NO | 16.0 GHZ
TEKTRONIX | DPO71604C | OSCILLOSCOPE BENCHTOP | 630 | 788 | NA | NO | NO | 16.0 GHZ
TEKTRONIX | DPO7254 | OSCILLOSCOPE BENCHTOP | 462 | 578 | NA | NO | NO | 02.5 GHZ
TEKTRONIX | DPO7254C | OSCILLOSCOPE BENCHTOP | 462 | 578 | NA | NO | NO | 02.5 GHZ
TEKTRONIX | DPO7354 | OSCILLOSCOPE BENCHTOP | 504 | 630 | NA | NO | NO | 03.5 GHZ
TEKTRONIX | DPO7354C | OSCILLOSCOPE BENCHTOP | 504 | 630 | NA | NO | NO | 03.5 GHZ
TEKTRONIX | DSA70404 | OSCILLOSCOPE BENCHTOP | 504 | 630 | NA | NO | NO | 04.0 GHZ
TEKTRONIX | DSA70404B | OSCILLOSCOPE BENCHTOP | 504 | 630 | NA | NO | NO | 04.0 GHZ
TEKTRONIX | DSA70604B | OSCILLOSCOPE BENCHTOP | 504 | 630 | NA | NO | NO | 06.0 GHZ
TEKTRONIX | DSA70804B | OSCILLOSCOPE BENCHTOP | 588 | 735 | NA | NO | NO | 08.0 GHZ
TEKTRONIX | DSA70804C | DIGITAL SIGNAL ANALYZER | 588 | 735 | NA | NO | NO
TEKTRONIX | DSA71254B | OSCILLOSCOPE BENCHTOP | 630 | 788 | NA | NO | NO | 12.5 GHZ
TEKTRONIX | DSA71254C | OSCILLOSCOPE BENCHTOP | 630 | 788 | NA | NO | NO | 12.5 GHZ
TEKTRONIX | DSA71604 | OSCILLOSCOPE SERIAL DATA ANALYZER | 630 | 788 | NA | NO | NO | 16.0 GHZ
TEKTRONIX | DSA71604B | OSCILLOSCOPE SERIAL DATA ANALYZER | 630 | 788 | NA | NO | NO | 16.0 GHZ
TEKTRONIX | DSA71604C | DIGITAL SERIAL ANALYZER | 630 | 788 | NA | NO | NO
TEKTRONIX | DSA8200 | OSCILLOSCOPE MAINFRAME | 378 | 473 | NA | NO | NO | MAINFRAME ONLY; MODULES ADDITIONAL
TEKTRONIX | FCA3000 | TIMER/COUNTER/ANALYZER | 210 | 263 | NA | NO | NO
TEKTRONIX | FCA3100 | FREQUENCY COUNTER | 210 | 263 | NA | NO | NO
TEKTRONIX | FCA3103 | FREQUENCY COUNTER | 210 | 263 | NA | NO | NO
TEKTRONIX | FG5010 | FUNCTION GENERATOR PLUGIN | 336 | 420 | NA | NO | NO
TEKTRONIX | FG502 | FUNCTION GENERATOR PLUGIN | 336 | 420 | NA | NO | NO
TEKTRONIX | FG504 | FUNCTION GENERATOR PLUGIN | 336 | 420 | NA | NO | NO
TEKTRONIX | FG507 | FUNCTION GENERATOR | 336 | 420 | NA | NO | NO
TEKTRONIX | MDO3012 MDO3AFG | MIXED DOMAIN OSCILLOSCOPE | 563 | 704 | 760 | YES | NO | 0.10 GHZ - SA/AFG Not Accredited
TEKTRONIX | MDO3012 MDO3SA | MIXED DOMAIN OSCILLOSCOPE | 504 | 630 | 680 | YES | NO | 0.10 GHZ - SA Not Accredited
TEKTRONIX | MDO3012 MDO3SA + MDO3AFG | MIXED DOMAIN OSCILLOSCOPE | 563 | 704 | 760 | YES | NO | 0.10 GHZ - SA/AFG Not Accredited
TEKTRONIX | MDO3012 STD | MIXED DOMAIN OSCILLOSCOPE | 504 | 630 | 680 | YES | NO | 0.10 GHZ - SA Not Accredited
TEKTRONIX | MDO3014 | MIXED DOMAIN OSCILLOSCOPE | 0 | 0 | NA | NO | NO | Price Based on Option
TEKTRONIX | MDO3014 MDO3AFG | MIXED DOMAIN OSCILLOSCOPE | 563 | 704 | 760 | YES | NO | 0.10 GHZ - SA/AFG Not Accredited
TEKTRONIX | MDO3014 MDO3SA | MIXED DOMAIN OSCILLOSCOPE | 504 | 630 | 680 | YES | NO | 0.10 GHZ - SA Not Accredited
TEKTRONIX | MDO3014 MDO3SA + MDO3AFG | MIXED DOMAIN OSCILLOSCOPE | 563 | 704 | 760 | YES | NO | 0.10 GHZ - SA/AFG Not Accredited
TEKTRONIX | MDO3014 STD | MIXED DOMAIN OSCILLOSCOPE | 504 | 630 | 680 | YES | NO | 0.10 GHZ - SA Not Accredited
TEKTRONIX | MDO3022 MDO3AFG | MIXED DOMAIN OSCILLOSCOPE | 563 | 704 | 760 | YES | NO | 0.20 GHZ - SA/AFG Not Accredited
TEKTRONIX | MDO3022 MDO3SA | MIXED DOMAIN OSCILLOSCOPE | 504 | 630 | 680 | YES | NO | 0.20 GHZ - SA Not Accredited
TEKTRONIX | MDO3022 MDO3SA + MDO3AFG | MIXED DOMAIN OSCILLOSCOPE | 563 | 704 | 760 | YES | NO | 0.20 GHZ - SA/AFG Not Accredited
TEKTRONIX | MDO3022 STD | MIXED DOMAIN OSCILLOSCOPE | 504 | 630 | 680 | YES | NO | 0.20 GHZ - SA Not Accredited
TEKTRONIX | MDO3024 MDO3AFG | MIXED DOMAIN OSCILLOSCOPE | 563 | 704 | 760 | YES | NO | 0.20 GHZ - SA/AFG Not Accredited
TEKTRONIX | MDO3024 MDO3SA | MIXED DOMAIN OSCILLOSCOPE | 504 | 630 | 680 | YES | NO | 0.20 GHZ - SA Not Accredited
TEKTRONIX | MDO3024 MDO3SA + MDO3AFG | MIXED DOMAIN OSCILLOSCOPE | 563 | 704 | 760 | YES | NO | 0.20 GHZ - SA/AFG Not Accredited
TEKTRONIX | MDO3024 STD | MIXED DOMAIN OSCILLOSCOPE | 504 | 630 | 680 | YES | NO | 0.20 GHZ - SA Not Accredited
TEKTRONIX | MDO3032 MDO3AFG | MIXED DOMAIN OSCILLOSCOPE | 563 | 704 | 760 | YES | NO | 0.35 GHZ - SA/AFG Not Accredited
TEKTRONIX | MDO3032 MDO3SA | MIXED DOMAIN OSCILLOSCOPE | 504 | 630 | 680 | YES | NO | 0.35 GHZ - SA Not Accredited
TEKTRONIX | MDO3032 MDO3SA + MDO3AFG | MIXED DOMAIN OSCILLOSCOPE | 563 | 704 | 760 | YES | NO | 0.35 GHZ - SA/AFG Not Accredited
TEKTRONIX | MDO3032 STD | MIXED DOMAIN OSCILLOSCOPE | 504 | 630 | 680 | YES | NO | 0.35 GHZ - SA Not Accredited
TEKTRONIX | MDO3034 | OSCILLOSCOPE | 0 | 0 | NA | NO | NO | Price Based on Option
TEKTRONIX | MDO3034 MDO3AFG | MIXED DOMAIN OSCILLOSCOPE | 563 | 704 | 760 | YES | NO | 0.35 GHZ - SA/AFG Not Accredited
TEKTRONIX | MDO3034 MDO3SA | MIXED DOMAIN OSCILLOSCOPE | 504 | 630 | 680 | YES | NO | 0.35 GHZ - SA Not Accredited
TEKTRONIX | MDO3034 MDO3SA + MDO3AFG | MIXED DOMAIN OSCILLOSCOPE | 563 | 704 | 760 | YES | NO | 0.35 GHZ - SA/AFG Not Accredited
TEKTRONIX | MDO3034 STD | MIXED DOMAIN OSCILLOSCOPE | 504 | 630 | 680 | YES | NO | 0.35 GHZ - SA Not Accredited
TEKTRONIX | MDO3052 MDO3AFG | MIXED DOMAIN OSCILLOSCOPE | 563 | 704 | 760 | YES | NO | 0.50 GHZ - SA/AFG Not Accredited
TEKTRONIX | MDO3052 MDO3SA | MIXED DOMAIN OSCILLOSCOPE | 504 | 630 | 680 | YES | NO | 0.50 GHZ - SA Not Accredited
TEKTRONIX | MDO3052 MDO3SA + MDO3AFG | MIXED DOMAIN OSCILLOSCOPE | 563 | 704 | 760 | YES | NO | 0.50 GHZ - SA/AFG Not Accredited
TEKTRONIX | MDO3052 STD | MIXED DOMAIN OSCILLOSCOPE | 504 | 630 | 680 | YES | NO | 0.50 GHZ - SA Not Accredited
TEKTRONIX | MDO3054 MDO3AFG | MIXED DOMAIN OSCILLOSCOPE | 563 | 704 | 760 | YES | NO | 0.50 GHZ - SA/AFG Not Accredited
TEKTRONIX | MDO3054 MDO3SA | MIXED DOMAIN OSCILLOSCOPE | 504 | 630 | 680 | YES | NO | 0.50 GHZ - SA Not Accredited
TEKTRONIX | MDO3054 MDO3SA + MDO3AFG | MIXED DOMAIN OSCILLOSCOPE | 563 | 704 | 760 | YES | NO | 0.50 GHZ - SA/AFG Not Accredited
TEKTRONIX | MDO3054 STD | MIXED DOMAIN OSCILLOSCOPE | 504 | 630 | 680 | YES | NO | 0.50 GHZ - SA Not Accredited
TEKTRONIX | MDO3102 | OSCILLOSCOPE | 0 | 0 | NA | NO | NO | Price Based on Option
TEKTRONIX | MDO3102 MDO3AFG | MIXED DOMAIN OSCILLOSCOPE | 672 | 840 | 907 | YES | NO | 01.0 GHZ - SA Not Accredited
TEKTRONIX | MDO3102 MDO3SA | MIXED DOMAIN OSCILLOSCOPE | 605 | 756 | 817 | YES | NO | 01.0 GHZ - SA Not Accredited
TEKTRONIX | MDO3102 MDO3SA + MDO3AFG | MIXED DOMAIN OSCILLOSCOPE | 672 | 840 | 907 | YES | NO | 01.0 GHZ - SA/AFG Not Accredited
TEKTRONIX | MDO3102 STD | MIXED DOMAIN OSCILLOSCOPE | 605 | 756 | 817 | YES | NO | 01.0 GHZ - SA Not Accredited
TEKTRONIX | MDO3104 | MIXED DOMAIN OSCILLOSCOPE | 0 | 0 | NA | NO | NO | Price Based on Option
TEKTRONIX | MDO3104 MDO3AFG | MIXED DOMAIN OSCILLOSCOPE | 672 | 840 | 907 | YES | NO | 01.0 GHZ - SA/AFG Not Accredited
TEKTRONIX | MDO3104 MDO3SA | MIXED DOMAIN OSCILLOSCOPE | 605 | 756 | 817 | YES | NO | 01.0 GHZ - SA Not Accredited
TEKTRONIX | MDO3104 MDO3SA + MDO3AFG | MIXED DOMAIN OSCILLOSCOPE | 672 | 840 | 907 | YES | NO | 01.0 GHZ - SA/AFG Not Accredited
TEKTRONIX | MDO3104 STD | MIXED DOMAIN OSCILLOSCOPE | 605 | 756 | 817 | YES | NO | 01.0 GHZ - SA Not Accredited
TEKTRONIX | MDO4014-3 | MIXED DOMAIN OSCILLOSCOPE | 504 | 630 | 680 | YES | NO | 0.10 GHZ - SA Not Accredited
TEKTRONIX | MDO4014B-3 | MIXED DOMAIN OSCILLOSCOPE | 504 | 630 | 680 | YES | NO | 0.10 GHZ - SA Not Accredited
TEKTRONIX | MDO4024C NO OPT | MIXED DOMAIN OSCILLOSCOPE | 252 | 315 | 340 | YES | NO | 0.20 GHZ
TEKTRONIX | MDO4024C OPT SA3 | MIXED DOMAIN OSCILLOSCOPE | 504 | 630 | 680 | YES | NO | 0.20 GHZ - SA Not Accredited
TEKTRONIX | MDO4024C OPT SA6 | MIXED DOMAIN OSCILLOSCOPE | 504 | 630 | 680 | YES | NO | 0.20 GHZ - SA Not Accredited
TEKTRONIX | MDO4034-3 | MIXED DOMAIN OSCILLOSCOPE | 504 | 630 | 680 | YES | NO | 0.35 GHZ - SA Not Accredited
TEKTRONIX | MDO4034B-3 | MIXED DOMAIN OSCILLOSCOPE | 504 | 630 | 680 | YES | NO | 0.35 GHZ - SA Not Accredited
TEKTRONIX | MDO4034C NO OPT | MIXED DOMAIN OSCILLOSCOPE | 252 | 315 | 340 | YES | NO | 0.35 GHZ
TEKTRONIX | MDO4034C OPT SA3 | MIXED DOMAIN OSCILLOSCOPE | 504 | 630 | 680 | YES | NO | 0.35 GHZ - SA Not Accredited
TEKTRONIX | MDO4034C OPT SA6 | MIXED DOMAIN OSCILLOSCOPE | 504 | 630 | 680 | YES | NO | 0.35 GHZ - SA Not Accredited
TEKTRONIX | MDO4054-3 | MIXED DOMAIN OSCILLOSCOPE | 504 | 630 | 680 | YES | NO | 0.50 GHZ - SA Not Accredited
TEKTRONIX | MDO4054-6 | MIXED DOMAIN OSCILLOSCOPE | 504 | 630 | 680 | YES | NO | 0.50 GHZ - SA Not Accredited
TEKTRONIX | MDO4054B-3 | MIXED DOMAIN OSCILLOSCOPE | 504 | 630 | 680 | YES | NO | 0.50 GHZ - SA Not Accredited
TEKTRONIX | MDO4054B-6 | MIXED DOMAIN OSCILLOSCOPE | 504 | 630 | 680 | YES | NO | 0.50 GHZ - SA Not Accredited
TEKTRONIX | MDO4054C NO OPT | MIXED DOMAIN OSCILLOSCOPE | 252 | 315 | 340 | YES | NO | 0.50 GHZ
TEKTRONIX | MDO4054C OPT SA3 | MIXED DOMAIN OSCILLOSCOPE | 504 | 630 | 680 | YES | NO | 0.50 GHZ - SA Not Accredited
TEKTRONIX | MDO4054C OPT SA6 | MIXED DOMAIN OSCILLOSCOPE | 504 | 630 | 680 | YES | NO | 0.50 GHZ - SA Not Accredited
TEKTRONIX | MDO4104-3 | MIXED DOMAIN OSCILLOSCOPE | 605 | 756 | 817 | YES | NO | 01.0 GHZ - SA Not Accredited
TEKTRONIX | MDO4104-6 | MIXED DOMAIN OSCILLOSCOPE | 605 | 756 | 817 | YES | NO | 01.0 GHZ - SA Not Accredited
TEKTRONIX | MDO4104B-3 | MIXED DOMAIN OSCILLOSCOPE | 605 | 756 | 817 | YES | NO | 01.0 GHZ - SA Not Accredited
TEKTRONIX | MDO4104B-6 | MIXED DOMAIN OSCILLOSCOPE | 605 | 756 | 817 | YES | NO | 01.0 GHZ - SA Not Accredited
TEKTRONIX | MDO4104C | OSCILLOSCOPE | 0 | 0 | NA | NO | NO | Price Based on Option
TEKTRONIX | MDO4104C NO OPT | MIXED DOMAIN OSCILLOSCOPE | 420 | 525 | 567 | YES | NO | 01.0 GHZ
TEKTRONIX | MDO4104C OPT SA3 | MIXED DOMAIN OSCILLOSCOPE | 605 | 756 | 817 | YES | NO | 01.0 GHZ - SA Not Accredited
TEKTRONIX | MDO4104C OPT SA6 | MIXED DOMAIN OSCILLOSCOPE | 605 | 756 | 817 | YES | NO | 01.0 GHZ - SA Not Accredited
TEKTRONIX | MSO2012 | MIXED SIGNAL OSCILLOSCOPE | 252 | 315 | 340 | YES | NO | 0.10 GHZ
TEKTRONIX | MSO2012B | MIXED SIGNAL OSCILLOSCOPE | 252 | 315 | 340 | YES | NO | 0.10 GHZ
TEKTRONIX | MSO2014 | MIXED SIGNAL OSCILLOSCOPE | 252 | 315 | 340 | YES | NO | 0.10 GHZ
TEKTRONIX | MSO2014B | MIXED SIGNAL OSCILLOSCOPE | 252 | 315 | 340 | YES | NO | 0.10 GHZ
TEKTRONIX | MSO2024 | MIXED SIGNAL OSCILLOSCOPE | 252 | 315 | 340 | YES | NO | 0.20 GHZ
TEKTRONIX | MSO2024B | MIXED SIGNAL OSCILLOSCOPE | 252 | 315 | 340 | YES | NO | 0.20 GHZ
TEKTRONIX | MSO3014 | OSCILLOSCOPE PORTABLE | 252 | 315 | 340 | YES | NO | 0.10 GHZ
TEKTRONIX | MSO3034 | OSCILLOSCOPE PORTABLE | 252 | 315 | 340 | YES | NO | 0.30 GHZ
TEKTRONIX | MSO3054 | OSCILLOSCOPE PORTABLE | 252 | 315 | 340 | YES | NO | 0.50 GHZ
TEKTRONIX | MSO4032 | OSCILLOSCOPE PORTABLE | 252 | 315 | 340 | YES | NO | 0.35 GHZ
TEKTRONIX | MSO4034 | OSCILLOSCOPE PORTABLE | 252 | 315 | 340 | YES | NO | 0.35 GHZ
TEKTRONIX | MSO4034B | OSCILLOSCOPE PORTABLE | 252 | 315 | 340 | YES | NO | 0.35 GHZ
TEKTRONIX | MSO4054 | OSCILLOSCOPE PORTABLE | 252 | 315 | 340 | YES | NO | 0.50 GHZ
TEKTRONIX | MSO4054B | OSCILLOSCOPE PORTABLE | 252 | 315 | 340 | YES | NO | 0.50 GHZ
TEKTRONIX | MSO4104 | OSCILLOSCOPE PORTABLE | 420 | 525 | 567 | YES | NO | 01.0 GHZ
TEKTRONIX | MSO4104B | OSCILLOSCOPE PORTABLE | 420 | 525 | 567 | YES | NO | 01.0 GHZ
TEKTRONIX | MSO44 | OSCILLOSCOPE 4CH SERIES | 0 | 0 | NA | NO | NO | Price By Option Only
TEKTRONIX | MSO44-4-BW-1000 | OSCILLOSCOPE 4CH 1000MHZ | 420 | 525 | 567 | YES | NO | 01.0 GHZ
TEKTRONIX | MSO44-4-BW-1500 | OSCILLOSCOPE 4CH 1500MHZ | 462 | 578 | NA | NO | NO | 01.5 GHZ
TEKTRONIX | MSO44-4-BW-200 | OSCILLOSCOPE 4CH 200MHZ | 252 | 315 | 340 | YES | NO | 0.20 GHZ
TEKTRONIX | MSO44-4-BW-350 | OSCILLOSCOPE 4CH 350MHZ | 252 | 315 | 340 | YES | NO | 0.35 GHZ
TEKTRONIX | MSO44-4-BW-500 | OSCILLOSCOPE 4CH 500MHZ | 252 | 315 | 340 | YES | NO | 0.50 GHZ
TEKTRONIX | MSO46 | OSCILLOSCOPE 6CH SERIES | 0 | 0 | NA | NO | NO | Price By Option Only
TEKTRONIX | MSO46-4-BW-1000 | OSCILLOSCOPE 6CH 1000MHZ | 546 | 683 | 737 | YES | NO | 01.0 GHZ
TEKTRONIX | MSO46-4-BW-1500 | OSCILLOSCOPE 6CH 1500MHZ | 588 | 735 | NA | NO | NO | 01.5 GHZ
TEKTRONIX | MSO46-4-BW-200 | OSCILLOSCOPE 6CH 200MHZ | 378 | 473 | 510 | YES | NO | 0.20 GHZ
TEKTRONIX | MSO46-4-BW-350 | OSCILLOSCOPE 6CH 350MHZ | 378 | 473 | 510 | YES | NO | 0.35 GHZ
TEKTRONIX | MSO46-4-BW-500 | OSCILLOSCOPE 6CH 500MHZ | 378 | 473 | 510 | YES | NO | 0.50 GHZ
TEKTRONIX | MSO5034 | OSCILLOSCOPE PORTABLE | 252 | 315 | 340 | YES | NO | 0.35 GHZ
TEKTRONIX | MSO5054 | OSCILLOSCOPE PORTABLE | 252 | 315 | 340 | YES | NO | 0.50 GHZ
TEKTRONIX | MSO5104 | OSCILLOSCOPE PORTABLE | 420 | 525 | 567 | YES | NO | 01.0 GHZ
TEKTRONIX | MSO5104B | MIXED SIGNAL DIGITAL OSCILLOSC | 420 | 525 | 567 | YES | NO | 01.0 GHZ
TEKTRONIX | MSO5204 | OSCILLOSCOPE PORTABLE | 462 | 578 | NA | NO | NO | 02.0 GHZ
TEKTRONIX | MSO5204B | OSCILLOSCOPE PORTABLE | 462 | 578 | NA | NO | NO | 02.0 GHZ
TEKTRONIX | MSO54 | OSCILLOSCOPE SERIES 4 CHANNEL | 0 | 0 | NA | NO | NO | Price by Option
TEKTRONIX | MSO54-5-BW-1000 | OSCILLOSCOPE 4CH | 420 | 525 | 567 | YES | NO | 01.0 GHZ
TEKTRONIX | MSO54-5-BW-2000 | OSCILLOSCOPE 4CH | 462 | 578 | NA | NO | NO | 02.0 GHZ
TEKTRONIX | MSO54-5-BW-350 | OSCILLOSCOPE 4CH | 252 | 315 | 340 | YES | NO | 0.35 GHZ
TEKTRONIX | MSO54-5-BW-500 | OSCILLOSCOPE 4CH | 252 | 315 | 340 | YES | NO | 0.50 GHZ
TEKTRONIX | MSO54B | OSCILLOSCOPE SERIES 4 CHANNEL | 0 | 0 | NA | NO | NO | Price by Option
TEKTRONIX | MSO54B 5-BW-1000 | OSCILLOSCOPE 4CH | 420 | 525 | 567 | YES | NO | 01.0 GHZ
TEKTRONIX | MSO54B 5-BW-2000 | OSCILLOSCOPE 4CH | 462 | 578 | NA | NO | NO | 02.0 GHZ
TEKTRONIX | MSO54B 5-BW-350 | OSCILLOSCOPE 4CH | 252 | 315 | 340 | YES | NO | 0.35 GHZ
TEKTRONIX | MSO54B 5-BW-500 | OSCILLOSCOPE 4CH | 252 | 315 | 340 | YES | NO | 0.50 GHZ
TEKTRONIX | MSO56 | OSCILLOSCOPE SERIES 6 CHANNEL | 0 | 0 | NA | NO | NO | Price by Option
TEKTRONIX | MSO56-5-BW-1000 | OSCILLOSCOPE 6CH | 546 | 683 | 737 | YES | NO | 01.0 GHZ
TEKTRONIX | MSO56-5-BW-2000 | OSCILLOSCOPE 6CH | 588 | 735 | NA | NO | NO | 02.0 GHZ
TEKTRONIX | MSO56-5-BW-350 | OSCILLOSCOPE 6CH | 378 | 473 | 510 | YES | NO | 0.35 GHZ
TEKTRONIX | MSO56-5-BW-500 | OSCILLOSCOPE 6CH | 378 | 473 | 510 | YES | NO | 0.50 GHZ
TEKTRONIX | MSO56B | OSCILLOSCOPE SERIES 6 CHANNEL | 0 | 0 | NA | NO | NO | Price by Option
TEKTRONIX | MSO56B 5-BW-1000 | OSCILLOSCOPE 6CH | 546 | 683 | 737 | YES | NO | 01.0 GHZ
TEKTRONIX | MSO56B 5-BW-2000 | OSCILLOSCOPE 6CH | 588 | 735 | NA | NO | NO | 02.0 GHZ
TEKTRONIX | MSO56B 5-BW-350 | OSCILLOSCOPE 6CH | 378 | 473 | 510 | YES | NO | 0.35 GHZ
TEKTRONIX | MSO56B 5-BW-500 | OSCILLOSCOPE 6CH | 378 | 473 | 510 | YES | NO | 0.50 GHZ
TEKTRONIX | MSO58 | OSCILLOSCOPE SERIES 8 CHANNEL | 0 | 0 | NA | NO | NO | Price by Option
TEKTRONIX | MSO58-5-BW-1000 | OSCILLOSCOPE 8CH | 638 | 798 | 861 | YES | NO | 01.0 GHZ
TEKTRONIX | MSO58-5-BW-2000 | OSCILLOSCOPE 8CH | 689 | 861 | NA | NO | NO | 02.0 GHZ
TEKTRONIX | MSO58-5-BW-350 | OSCILLOSCOPE 8CH | 504 | 630 | 680 | YES | NO | 0.35 GHZ
TEKTRONIX | MSO58-5-BW-500 | OSCILLOSCOPE 8CH | 504 | 630 | 680 | YES | NO | 0.50 GHZ
TEKTRONIX | MSO58B | OSCILLOSCOPE SERIES 8 CHANNEL | 0 | 0 | NA | NO | NO | Price by Option
TEKTRONIX | MSO58B 5-BW-1000 | OSCILLOSCOPE 8CH | 638 | 798 | 861 | YES | NO | 01.0 GHZ
TEKTRONIX | MSO58B 5-BW-2000 | OSCILLOSCOPE 8CH | 689 | 861 | NA | NO | NO | 02.0 GHZ
TEKTRONIX | MSO58B 5-BW-350 | OSCILLOSCOPE 8CH | 504 | 630 | 680 | YES | NO | 0.35 GHZ
TEKTRONIX | MSO58B 5-BW-500 | OSCILLOSCOPE 8CH | 504 | 630 | 680 | YES | NO | 0.50 GHZ
TEKTRONIX | MSO64 | OSCILLOSCOPE SERIES 4 CHANNEL | 0 | 0 | NA | NO | NO | Price by Option
TEKTRONIX | MSO64 6-BW-1000 | OSCILLOSCOPE 4CH | 420 | 525 | 567 | YES | NO | 01.0 GHZ
TEKTRONIX | MSO64 6-BW-10000 | OSCILLOSCOPE 4CH | 588 | 735 | NA | NO | NO | 10.0 GHZ
TEKTRONIX | MSO64 6-BW-2500 | OSCILLOSCOPE 4CH | 462 | 578 | NA | NO | NO | 02.5 GHZ
TEKTRONIX | MSO64 6-BW-4000 | OSCILLOSCOPE 4CH | 504 | 630 | NA | NO | NO | 04.0 GHZ
TEKTRONIX | MSO64 6-BW-6000 | OSCILLOSCOPE 4CH | 504 | 630 | NA | NO | NO | 06.0 GHZ
TEKTRONIX | MSO64 6-BW-8000 | OSCILLOSCOPE 4CH | 588 | 735 | NA | NO | NO | 08.0 GHZ
TEKTRONIX | MSO64 6-BW-10000 | OSCILLOSCOPE 4CH | 588 | 735 | NA | NO | NO | 10.0 GHZ
TEKTRONIX | MSO64B | OSCILLOSCOPE SERIES 4 CHANNEL | 0 | 0 | NA | NO | NO | Price by Option
TEKTRONIX | MSO64B 6-BW-1000 | OSCILLOSCOPE 4CH | 420 | 525 | 567 | YES | NO | 01.0 GHZ
TEKTRONIX | MSO64B 6-BW-10000 | OSCILLOSCOPE 4CH | 588 | 735 | NA | NO | NO | 10.0 GHZ
TEKTRONIX | MSO64B 6-BW-2500 | OSCILLOSCOPE 4CH | 462 | 578 | NA | NO | NO | 02.5 GHZ
TEKTRONIX | MSO64B 6-BW-4000 | OSCILLOSCOPE 4CH | 504 | 630 | NA | NO | NO | 04.0 GHZ
TEKTRONIX | MSO64B 6-BW-6000 | OSCILLOSCOPE 4CH | 504 | 630 | NA | NO | NO | 06.0 GHZ
TEKTRONIX | MSO64B 6-BW-8000 | OSCILLOSCOPE 4CH | 588 | 735 | NA | NO | NO | 08.0 GHZ
TEKTRONIX | MSO64B 6-BW-10000 | OSCILLOSCOPE 4CH | 588 | 735 | NA | NO | NO | 10.0 GHZ
TEKTRONIX | MSO66 | OSCILLOSCOPE SERIES 6 CHANNEL | 0 | 0 | NA | NO | NO | Price by Option
TEKTRONIX | MSO66 6-BW-1000 | OSCILLOSCOPE 6CH | 546 | 683 | 737 | YES | NO | 01.0 GHZ
TEKTRONIX | MSO66 6-BW-10000 | OSCILLOSCOPE 6CH | 714 | 893 | NA | NO | NO | 10.0 GHZ
TEKTRONIX | MSO66 6-BW-2500 | OSCILLOSCOPE 6CH | 588 | 735 | NA | NO | NO | 02.5 GHZ
TEKTRONIX | MSO66 6-BW-4000 | OSCILLOSCOPE 6CH | 630 | 788 | NA | NO | NO | 04.0 GHZ
TEKTRONIX | MSO66 6-BW-6000 | OSCILLOSCOPE 6CH | 630 | 788 | NA | NO | NO | 06.0 GHZ
TEKTRONIX | MSO66 6-BW-8000 | OSCILLOSCOPE 6CH | 714 | 893 | NA | NO | NO | 08.0 GHZ
TEKTRONIX | MSO66 6-BW-10000 | OSCILLOSCOPE 6CH | 714 | 893 | NA | NO | NO | 10.0 GHZ
TEKTRONIX | MSO66B | OSCILLOSCOPE SERIES 6 CHANNEL | 0 | 0 | NA | NO | NO | Price by Option
TEKTRONIX | MSO66B 6-BW-1000 | OSCILLOSCOPE 6CH | 546 | 683 | 737 | YES | NO | 01.0 GHZ
TEKTRONIX | MSO66B 6-BW-10000 | OSCILLOSCOPE 6CH | 714 | 893 | NA | NO | NO | 10.0 GHZ
TEKTRONIX | MSO66B 6-BW-2500 | OSCILLOSCOPE 6CH | 588 | 735 | NA | NO | NO | 02.5 GHZ
TEKTRONIX | MSO66B 6-BW-4000 | OSCILLOSCOPE 6CH | 630 | 788 | NA | NO | NO | 04.0 GHZ
TEKTRONIX | MSO66B 6-BW-6000 | OSCILLOSCOPE 6CH | 630 | 788 | NA | NO | NO | 06.0 GHZ
TEKTRONIX | MSO66B 6-BW-8000 | OSCILLOSCOPE 6CH | 714 | 893 | NA | NO | NO | 08.0 GHZ
TEKTRONIX | MSO66B 6-BW-10000 | OSCILLOSCOPE 6CH | 714 | 893 | NA | NO | NO | 10.0 GHZ
TEKTRONIX | MSO68 | OSCILLOSCOPE SERIES 8 CHANNEL | 0 | 0 | NA | NO | NO | Price by Option
TEKTRONIX | MSO68 6-BW-1000 | OSCILLOSCOPE 8CH | 638 | 798 | 861 | YES | NO | 01.0 GHZ
TEKTRONIX | MSO68 6-BW-10000 | OSCILLOSCOPE 8CH | 815 | 1019 | NA | NO | NO | 10.0 GHZ
TEKTRONIX | MSO68 6-BW-2500 | OSCILLOSCOPE 8CH | 689 | 861 | NA | NO | NO | 02.5 GHZ
TEKTRONIX | MSO68 6-BW-4000 | OSCILLOSCOPE 8CH | 731 | 914 | NA | NO | NO | 04.0 GHZ
TEKTRONIX | MSO68 6-BW-6000 | OSCILLOSCOPE 8CH | 731 | 914 | NA | NO | NO | 06.0 GHZ
TEKTRONIX | MSO68 6-BW-8000 | OSCILLOSCOPE 8CH | 815 | 1019 | NA | NO | NO | 08.0 GHZ
TEKTRONIX | MSO68 6-BW-10000 | OSCILLOSCOPE 8CH | 815 | 1019 | NA | NO | NO | 10.0 GHZ
TEKTRONIX | MSO68B | OSCILLOSCOPE SERIES 8 CHANNEL | 0 | 0 | NA | NO | NO | Price by Option
TEKTRONIX | MSO68B 6-BW-1000 | OSCILLOSCOPE 8CH | 638 | 798 | 861 | YES | NO | 01.0 GHZ
TEKTRONIX | MSO68B 6-BW-10000 | OSCILLOSCOPE 8CH | 815 | 1019 | NA | NO | NO | 10.0 GHZ
TEKTRONIX | MSO68B 6-BW-2500 | OSCILLOSCOPE 8CH | 689 | 861 | NA | NO | NO | 02.5 GHZ
TEKTRONIX | MSO68B 6-BW-4000 | OSCILLOSCOPE 8CH | 731 | 914 | NA | NO | NO | 04.0 GHZ
TEKTRONIX | MSO68B 6-BW-6000 | OSCILLOSCOPE 8CH | 731 | 914 | NA | NO | NO | 06.0 GHZ
TEKTRONIX | MSO68B 6-BW-8000 | OSCILLOSCOPE 8CH | 815 | 1019 | NA | NO | NO | 08.0 GHZ
TEKTRONIX | MSO68B 6-BW-10000 | OSCILLOSCOPE 8CH | 815 | 1019 | NA | NO | NO | 10.0 GHZ
TEKTRONIX | MSO70404C | MIXED SIGNAL OSCILLOSCOPE | 504 | 630 | NA | NO | NO | 04.0 GHZ
TEKTRONIX | MSO73304DX | MIXED SIGNAL OSCILLOSCOPE | 672 | 840 | NA | NO | NO | 33.0 GHZ
TEKTRONIX | P2220 | PROBE OSCILLOSCOPE | 126 | 158 | 170 | YES | NO
TEKTRONIX | P2221 | VOLTAGE PROBE | 126 | 158 | 170 | YES | NO
TEKTRONIX | P3410 | LOGIC ANALYZER PROBE | 252 | 315 | NA | NO | NO
TEKTRONIX | P5050 | PROBE OSCILLOSCOPE | 126 | 158 | 170 | YES | NO
TEKTRONIX | P5120 | PROBE OSCILLOSCOPE | 168 | 210 | NA | NO | NO
TEKTRONIX | P5200 | PROBE HIGH VOLTAGE DIFFERENTIAL | 168 | 210 | NA | NO | NO
TEKTRONIX | P5205 | PROBE HIGH VOLTAGE DIFFERENTIAL | 168 | 210 | NA | NO | NO
TEKTRONIX | P5205A | PROBE OSCILLOSCOPE HIGH VOLT | 168 | 210 | NA | NO | NO
TEKTRONIX | P5210 | PROBE OSCILLOSCOPE DIFF | 168 | 210 | NA | NO | NO
TEKTRONIX | P5210A | DIFFERENTIAL PROBE | 168 | 210 | NA | NO | NO
TEKTRONIX | P6015A | PROBE OSCILLOSCOPE HIGH VOLT | 168 | 210 | NA | NO | NO
TEKTRONIX | P6021 | PROBE OSCILLOSCOPE CURRENT | 168 | 210 | NA | NO | NO
TEKTRONIX | P6134C | PROBE OSCILLOSCOPE | 126 | 158 | 170 | YES | NO
TEKTRONIX | P6137 | PROBE OSCILLOSCOPE | 126 | 158 | 170 | YES | NO
TEKTRONIX | P6139 | PROBE OSCILLOSCOPE | 126 | 158 | 170 | YES | NO
TEKTRONIX | P6139A | PROBE OSCILLOSCOPE | 126 | 158 | 170 | YES | NO
TEKTRONIX | P6139B | VOLTAGE PROBE | 126 | 158 | 170 | YES | NO
TEKTRONIX | P6201 | PROBE OSCILLOSCOPE | 126 | 158 | 170 | YES | NO
TEKTRONIX | P6202A | PROBE OSCILLOSCOPE | 126 | 158 | 170 | YES | NO
TEKTRONIX | P6204 | PROBE OSCILLOSCOPE | 126 | 158 | 170 | YES | NO
TEKTRONIX | P6205 | RF PROBE FET | 126 | 158 | 170 | YES | NO
TEKTRONIX | P6209 | PROBE OSCILLOSCOPE | 126 | 158 | 170 | YES | NO
TEKTRONIX | P6243 | PROBE OSCILLOSCOPE | 126 | 158 | 170 | YES | NO
TEKTRONIX | P6245 | PROBE OSCILLOSCOPE | 126 | 158 | 170 | YES | NO
TEKTRONIX | P6246 | PROBE OSCILLOSCOPE DIFF | 126 | 158 | 170 | YES | NO
TEKTRONIX | P6247 | PROBE OSCILLOSCOPE DIFF | 126 | 158 | 170 | YES | NO
TEKTRONIX | P6248 | PROBE OSCILLOSCOPE DIFF | 126 | 158 | 170 | YES | NO
TEKTRONIX | P6249 | PROBE OSCILLOSCOPE | 210 | 263 | NA | NO | NO | 4.0 GHz
TEKTRONIX | P6251 | PROBE OSCILLOSCOPE DIFF | 126 | 158 | 170 | YES | NO
TEKTRONIX | P6330 | PROBE OSCILLOSCOPE DIFF | 168 | 210 | NA | NO | NO
TEKTRONIX | P6339A | PROBE OSCILLOSCOPE | 126 | 158 | 170 | YES | NO
TEKTRONIX | P6410 | LOGIC ANALYZER PROBE | 252 | 315 | NA | NO | NO
TEKTRONIX | P6417 | LOGIC ANALYZER PROBE | 252 | 315 | NA | NO | NO
TEKTRONIX | P6418 | LOGIC ANALYZER PROBE | 252 | 315 | NA | NO | NO
TEKTRONIX | P6434 | LOGIC ANALYZER PROBE | 252 | 315 | NA | NO | NO
TEKTRONIX | P6470 | PROBE OSCILLOSCOPE | 210 | 263 | NA | NO | NO
TEKTRONIX | P6616 | LOGIC PROBE | 252 | 315 | NA | NO | NO
TEKTRONIX | P6810 | LOGIC ANALYZER PROBE | 252 | 315 | NA | NO | NO
TEKTRONIX | P6860 | LOGIC ANALYZER PROBE | 252 | 315 | NA | NO | NO
TEKTRONIX | P6864 | LOGIC ANALYZER PROBE | 252 | 315 | NA | NO | NO
TEKTRONIX | P6880 | LOGIC ANALYZER PROBE | 252 | 315 | NA | NO | NO | SUBMIT WITH LOGIC ANALYZER
TEKTRONIX | P6962 | LOGIC ANALYZER PROBE | 252 | 315 | NA | NO | NO
TEKTRONIX | P6964 | LOGIC ANALYZER PROBE | 252 | 315 | NA | NO | NO
TEKTRONIX | P6980 | LOGIC ANALYZER PROBE | 252 | 315 | NA | NO | NO
TEKTRONIX | P6982 | LOGIC ANALYZER PROBE | 252 | 315 | NA | NO | NO
TEKTRONIX | P7225 | OSCILLOSCOPE PROBE | 210 | 263 | NA | NO | NO
TEKTRONIX | P7240 | PROBE OSCILLOSCOPE | 210 | 263 | NA | NO | NO
TEKTRONIX | P7260 | PROBE OSCILLOSCOPE | 210 | 263 | NA | NO | NO
TEKTRONIX | P7313 | PROBE OSCILLOSCOPE | 210 | 263 | NA | NO | NO
TEKTRONIX | P7313SMA | PROBE OSCILLOSCOPE | 210 | 263 | NA | NO | NO
TEKTRONIX | P7330 | PROBE OSCILLOSCOPE DIFF | 210 | 263 | NA | NO | NO | 3.5 GHZ
TEKTRONIX | P7350 | PROBE OSCILLOSCOPE | 210 | 263 | NA | NO | NO
TEKTRONIX | P7380 | PROBE OSCILLOSCOPE DIFF | 210 | 263 | NA | NO | NO
TEKTRONIX | P7380SMA | PROBE, DIFFERENTIAL SMA 8GHZ | 210 | 263 | NA | NO | NO
TEKTRONIX | P7504 | PROBE OSCILLOSCOPE | 210 | 263 | NA | NO | NO
TEKTRONIX | P7513A | PROBE OSCILLOSCOPE | 210 | 263 | NA | NO | NO
TEKTRONIX | P7516 | PROBE OSCILLOSCOPE | 210 | 263 | NA | NO | NO | 16 GHz
TEKTRONIX | P7716 | TRI MODE PROBE | 210 | 263 | NA | NO | NO
TEKTRONIX | PA1000 | AC POWER ANALYZER | 420 | 525 | 567 | YES | NO
TEKTRONIX | PG501 | PULSE GENERATOR PLUGIN | 294 | 368 | NA | NO | NO
TEKTRONIX | PG508 | PULSE GENERATOR PLUGIN | 294 | 368 | NA | NO | NO
TEKTRONIX | PS2510G | DC POWER SUPPLY | 168 | 210 | 227 | YES | NO
TEKTRONIX | PS2520G | DC POWER SUPPLY | 168 | 210 | 227 | YES | NO
TEKTRONIX | PS2521G | DC POWER SUPPLY | 168 | 210 | 227 | YES | NO
TEKTRONIX | PS280 | DC POWER SUPPLY | 168 | 210 | 227 | YES | NO
TEKTRONIX | PS283 | DC POWER SUPPLY | 168 | 210 | 227 | YES | NO
TEKTRONIX | PS5004 | DC POWER SUPPLY PLUGIN | 168 | 210 | 227 | YES | NO
TEKTRONIX | PS5010 | DC POWER SUPPLY PLUGIN | 168 | 210 | 227 | YES | NO
TEKTRONIX | PS501-1 | DC POWER SUPPLY PLUGIN | 168 | 210 | 227 | YES | NO
TEKTRONIX | PS503A | DC POWER SUPPLY PLUGIN | 168 | 210 | 227 | YES | NO
TEKTRONIX | PSPL-5510-20DB | SMA Attenuator | 126 | 158 | NA | NO | NO
TEKTRONIX | PWS4323 | DC POWER SUPPLY | 168 | 210 | 227 | YES | NO
TEKTRONIX | RSA306 | REAL TIME SPECTRUM ANALYZER | 630 | 788 | NA | NO | NO
TEKTRONIX | RSA306B | RF SIGNAL ANALYZER REAL TIME | 630 | 788 | NA | NO | NO
TEKTRONIX | RSA3303A | RF SPECTRUM ANALYZER REAL TIME | 630 | 788 | NA | NO | NO
TEKTRONIX | RSA3308A | RF SPECTRUM ANALYZER REAL TIME | 630 | 788 | NA | NO | NO
TEKTRONIX | RSA3408A | RF SPECTRUM ANALYZER REAL TIME | 630 | 788 | NA | NO | NO
TEKTRONIX | RSA503A | REAL TIME SPECTRUM ANALYZER | 630 | 788 | NA | NO | NO
TEKTRONIX | RSA5103A | REAL TIME SIGNAL ANALYZER | 630 | 788 | NA | NO | NO
TEKTRONIX | RSA5103B | RF SIGNAL ANALYZER REAL TIME | 630 | 788 | NA | NO | NO | 03.0 GHZ
TEKTRONIX | RSA5106A | RF SIGNAL ANALYZER REAL TIME | 630 | 788 | NA | NO | NO | 06.0 GHZ
TEKTRONIX | RSA5106B | RF SIGNAL ANALYZER REAL TIME | 630 | 788 | NA | NO | NO | 06.0 GHZ
TEKTRONIX | RSA5115B | RF SIGNAL ANALYZER REAL TIME | 630 | 788 | NA | NO | NO | 15.0 GHZ
TEKTRONIX | RSA5126B | RF SIGNAL ANALYZER REAL TIME | 630 | 788 | NA | NO | NO | 26.5 GHZ
TEKTRONIX | RSA603A | SPECTRUM ANALYZER | 630 | 788 | NA | NO | NO | 6.0 GHZ
TEKTRONIX | SC504 | OSCILLOSCOPE PLUGIN | 252 | 315 | 340 | YES | NO | 0.080 GHZ
TEKTRONIX | SD-22 | OSCILLOSCOPE PLUGIN SAMPLING TDR | 420 | 525 | NA | NO | NO | 12.5 GHZ
TEKTRONIX | SD-24 | OSCILLOSCOPE PLUGIN SAMPLING TDR | 420 | 525 | NA | NO | NO | 20.0 GHZ
TEKTRONIX | SD-26 | OSCILLOSCOPE PLUGIN SAMPLING TDR | 420 | 525 | NA | NO | NO | 20.0 GHZ
TEKTRONIX | SG502 | RF SIGNAL GENERATOR | 420 | 525 | 567 | YES | NO | Accred ACV. THD Not Accred.
TEKTRONIX | ST112 | TEST SET, SONET TRANSMISSION | 420 | 525 | NA | NO | NO
TEKTRONIX | TAP1500 | PROBE OSCILLOSCOPE | 126 | 158 | 170 | YES | NO | 1.50 GHZ
TEKTRONIX | TAP2500 | PROBE OSCILLOSCOPE | 168 | 210 | NA | NO | NO | 2.5 GHZ
TEKTRONIX | TAP3500 | PROBE | 168 | 210 | NA | NO | NO
TEKTRONIX | TAS250 | OSCILLOSCOPE BENCHTOP | 252 | 315 | 340 | YES | NO | 0.05 GHZ
TEKTRONIX | TAS465 | OSCILLOSCOPE BENCHTOP | 252 | 315 | 340 | YES | NO | 0.10 GHZ
TEKTRONIX | TAS475 | OSCILLOSCOPE BENCHTOP | 252 | 315 | 340 | YES | NO | 0.10 GHZ
TEKTRONIX | TAS485 | OSCILLOSCOPE BENCHTOP | 252 | 315 | 340 | YES | NO | 0.20 GHZ
TEKTRONIX | TBS1052B | OSCILLOSCOPE PORTABLE | 252 | 315 | 340 | YES | NO | 0.05 GHZ
TEKTRONIX | TBS1052B-EDU | OSCILLOSCOPE PORTABLE | 252 | 315 | 340 | YES | NO | 0.05 GHZ
TEKTRONIX | TBS1052C | OSCILLOSCOPE | 252 | 315 | 340 | YES | NO | 0.05 GHZ
TEKTRONIX | TBS1072C | OSCILLOSCOPE | 252 | 315 | 340 | YES | NO | 0.07 GHZ
TEKTRONIX | TBS1102 | OSCILLOSCOPE PORTABLE | 252 | 315 | 340 | YES | NO | 0.10 GHZ
TEKTRONIX | TBS1102B | OSCILLOSCOPE | 252 | 315 | 340 | YES | NO | 0.10 GHZ
TEKTRONIX | TBS1102B-EDU | OSCILLOSCOPE | 252 | 315 | 340 | YES | NO | 0.10 GHZ
TEKTRONIX | TBS1102C | OSCILLOSCOPE | 252 | 315 | 340 | YES | NO | 0.05 GHZ
TEKTRONIX | TBS1104 | OSCILLOSCOPE PORTABLE | 252 | 315 | 340 | YES | NO | 0.10 GHZ
TEKTRONIX | TBS1202 | OSCILLOSCOPE PORTABLE | 252 | 315 | 340 | YES | NO | 0.20 GHZ
TEKTRONIX | TBS1202B | OSCILLOSCOPE PORTABLE | 252 | 315 | 340 | YES | NO | 0.20 GHZ
TEKTRONIX | TBS1202C | OSCILLOSCOPE | 252 | 315 | 340 | YES | NO | 0.20 GHZ
TEKTRONIX | TBS2074 | OSCILLOSCOPE PORTABLE | 252 | 315 | 340 | YES | NO | 0.07 GHZ
TEKTRONIX | TBS2102 | OSCILLOSCOPE PORTABLE | 252 | 315 | 340 | YES | NO | 0.10 GHZ
TEKTRONIX | TBS2104 | OSCILLOSCOPE PORTABLE | 252 | 315 | 340 | YES | NO | 0.10 GHZ
TEKTRONIX | TCA-1MEG | RF INPUT ADAPTER | 168 | 210 | NA | NO | NO | 1 MEGOHM
TEKTRONIX | TCP0020 | CURRENT PROBE | 168 | 210 | NA | NO | NO
TEKTRONIX | TCP0030 | PROBE CURRENT | 168 | 210 | NA | NO | NO
TEKTRONIX | TCP0030A | CURRENT PROBE | 168 | 210 | NA | NO | NO
TEKTRONIX | TCP0150 | PROBE CURRENT | 168 | 210 | NA | NO | NO
TEKTRONIX | TCP202 | PROBE CURRENT | 168 | 210 | NA | NO | NO
TEKTRONIX | TCP202A | PROBE CURRENT | 168 | 210 | NA | NO | NO
TEKTRONIX | TCP303 | PROBE CURRENT | 168 | 210 | NA | NO | NO
TEKTRONIX | TCP305 | PROBE CURRENT AC DC | 168 | 210 | NA | NO | NO
TEKTRONIX | TCP312 | PROBE CURRENT | 168 | 210 | NA | NO | NO
TEKTRONIX | TCP404XL | PROBE CURRENT | 168 | 210 | NA | NO | NO
TEKTRONIX | TCPA300 | AMPLIFIER, AC/DC CURRENT PROBE | 252 | 315 | NA | NO | NO
TEKTRONIX | TCPA400 | AMPLIFIER, AC/DC CURRENT PROBE | 252 | 315 | NA | NO | NO
TEKTRONIX | TDP0500 | PROBE OSCILLOSCOPE DIFF | 126 | 158 | 170 | YES | NO
TEKTRONIX | TDP1000 | PROBE DIFFERENTIAL | 126 | 158 | 170 | YES | NO
TEKTRONIX | TDP1500 | PROBE OSCILLOSCOPE DIFF | 126 | 158 | 170 | YES | NO
TEKTRONIX | TDP3500 | PROBE OSCILLOSCOPE DIFF | 168 | 210 | NA | NO | NO
TEKTRONIX | TDS1001 | OSCILLOSCOPE PORTABLE | 252 | 315 | 340 | YES | NO | 0.04 GHZ
TEKTRONIX | TDS1001B | OSCILLOSCOPE PORTABLE | 252 | 315 | 340 | YES | NO | 0.04 GHZ
TEKTRONIX | TDS1002 | OSCILLOSCOPE PORTABLE | 252 | 315 | 340 | YES | NO | 0.06 GHZ
TEKTRONIX | TDS1002B | OSCILLOSCOPE PORTABLE | 252 | 315 | 340 | YES | NO | 0.06 GHZ
TEKTRONIX | TDS1012 | OSCILLOSCOPE PORTABLE | 252 | 315 | 340 | YES | NO | 0.10 GHZ
TEKTRONIX | TDS1012B | OSCILLOSCOPE PORTABLE | 252 | 315 | 340 | YES | NO | 0.10 GHZ
TEKTRONIX | TDS1012C-EDU | OSCILLOSCOPE PORTABLE | 252 | 315 | 340 | YES | NO | 0.10 GHZ
TEKTRONIX | TDS1012C-SC | OSCILLOSCOPE PORTABLE | 252 | 315 | 340 | YES | NO | 0.10 GHZ
TEKTRONIX | TDS2002 | OSCILLOSCOPE PORTABLE | 252 | 315 | 340 | YES | NO | 0.06 GHZ
TEKTRONIX | TDS2002B | OSCILLOSCOPE PORTABLE | 252 | 315 | 340 | YES | NO | 0.06 GHZ
TEKTRONIX | TDS2004 | OSCILLOSCOPE PORTABLE | 252 | 315 | 340 | YES | NO | 0.06 GHZ
TEKTRONIX | TDS2004B | OSCILLOSCOPE PORTABLE | 252 | 315 | 340 | YES | NO | 0.06 GHZ
TEKTRONIX | TDS2004C | OSCILLOSCOPE PORTABLE | 252 | 315 | 340 | YES | NO | 0.07 GHZ
TEKTRONIX | TDS2012 | OSCILLOSCOPE PORTABLE | 252 | 315 | 340 | YES | NO | 0.10 GHZ
TEKTRONIX | TDS2012B | OSCILLOSCOPE PORTABLE | 252 | 315 | 340 | YES | NO | 0.10 GHZ
TEKTRONIX | TDS2012C | OSCILLOSCOPE PORTABLE | 252 | 315 | 340 | YES | NO | 0.10 GHZ
TEKTRONIX | TDS2013C | OSCILLOSCOPE PORTABLE | 252 | 315 | 340 | YES | NO | 0.10 GHZ
TEKTRONIX | TDS2014 | OSCILLOSCOPE PORTABLE | 252 | 315 | 340 | YES | NO | 0.10 GHZ
TEKTRONIX | TDS2014B | OSCILLOSCOPE PORTABLE | 252 | 315 | 340 | YES | NO | 0.10 GHZ
TEKTRONIX | TDS2014C | OSCILLOSCOPE PORTABLE | 252 | 315 | 340 | YES | NO | 0.10 GHZ
TEKTRONIX | TDS2022 | OSCILLOSCOPE | 252 | 315 | 340 | YES | NO | 0.20 GHZ
TEKTRONIX | TDS2022B | OSCILLOSCOPE | 252 | 315 | 340 | YES | NO | 0.20 GHZ
TEKTRONIX | TDS2022C | OSCILLOSCOPE | 252 | 315 | 340 | YES | NO | 0.20 GHZ
TEKTRONIX | TDS2024 | OSCILLOSCOPE PORTABLE | 252 | 315 | 340 | YES | NO | 0.20 GHZ
TEKTRONIX | TDS2024B | OSCILLOSCOPE PORTABLE | 252 | 315 | 340 | YES | NO | 0.20 GHZ
TEKTRONIX | TDS2024C | OSCILLOSCOPE PORTABLE | 252 | 315 | 340 | YES | NO | 0.20 GHZ
TEKTRONIX | TDS210 | OSCILLOSCOPE PORTABLE | 252 | 315 | 340 | YES | NO | 0.06 GHZ
TEKTRONIX | TDS2104 | OSCILLOSCOPE PORTABLE | 252 | 315 | 340 | YES | NO | 0.10 GHZ
TEKTRONIX | TDS220 | OSCILLOSCOPE PORTABLE | 252 | 315 | 340 | YES | NO | 0.10 GHZ
TEKTRONIX | TDS224 | OSCILLOSCOPE PORTABLE | 252 | 315 | 340 | YES | NO | 0.10 GHZ
TEKTRONIX | TDS3012 | OSCILLOSCOPE PORTABLE | 252 | 315 | 340 | YES | NO | 0.10 GHZ
TEKTRONIX | TDS3012B | OSCILLOSCOPE PORTABLE | 252 | 315 | 340 | YES | NO | 0.10 GHZ
TEKTRONIX | TDS3012C | OSCILLOSCOPE PORTABLE | 252 | 315 | 340 | YES | NO | 0.10 GHZ
TEKTRONIX | TDS3014 | OSCILLOSCOPE PORTABLE | 252 | 315 | 340 | YES | NO | 0.10 GHZ
TEKTRONIX | TDS3014B | OSCILLOSCOPE PORTABLE | 252 | 315 | 340 | YES | NO | 0.10 GHZ
TEKTRONIX | TDS3014C | OSCILLOSCOPE PORTABLE | 252 | 315 | 340 | YES | NO | 0.10 GHZ
TEKTRONIX | TDS3024B | OSCILLOSCOPE PORTABLE | 252 | 315 | 340 | YES | NO | 0.20 GHZ
TEKTRONIX | TDS3032 | OSCILLOSCOPE PORTABLE | 252 | 315 | 340 | YES | NO | 0.30 GHZ
TEKTRONIX | TDS3032B | OSCILLOSCOPE PORTABLE | 252 | 315 | 340 | YES | NO | 0.30 GHZ
TEKTRONIX | TDS3032C | OSCILLOSCOPE PORTABLE | 252 | 315 | 340 | YES | NO | 0.30 GHZ
TEKTRONIX | TDS3034 | OSCILLOSCOPE PORTABLE | 252 | 315 | 340 | YES | NO | 0.30 GHZ
TEKTRONIX | TDS3034A | OSCILLOSCOPE PORTABLE | 252 | 315 | 340 | YES | NO | 0.30 GHZ
TEKTRONIX | TDS3034B | OSCILLOSCOPE PORTABLE | 252 | 315 | 340 | YES | NO | 0.30 GHZ
TEKTRONIX | TDS3034C | OSCILLOSCOPE PORTABLE | 252 | 315 | 340 | YES | NO | 0.30 GHZ
TEKTRONIX | TDS3044B | OSCILLOSCOPE PORTABLE | 252 | 315 | 340 | YES | NO | 0.40 GHZ
TEKTRONIX | TDS3052 | OSCILLOSCOPE PORTABLE | 252 | 315 | 340 | YES | NO | 0.50 GHZ
TEKTRONIX | TDS3052B | OSCILLOSCOPE PORTABLE | 252 | 315 | 340 | YES | NO | 0.50 GHZ
TEKTRONIX | TDS3054 | OSCILLOSCOPE PORTABLE | 252 | 315 | 340 | YES | NO | 0.50 GHZ
TEKTRONIX | TDS3054B | OSCILLOSCOPE PORTABLE | 252 | 315 | 340 | YES | NO | 0.50 GHZ
TEKTRONIX | TDS3054C | OSCILLOSCOPE PORTABLE | 252 | 315 | 340 | YES | NO | 0.50 GHZ
TEKTRONIX | TDS320 | OSCILLOSCOPE BENCHTOP | 252 | 315 | 340 | YES | NO | 0.10 GHZ
TEKTRONIX | TDS340 | OSCILLOSCOPE BENCHTOP | 252 | 315 | 340 | YES | NO | 0.10 GHZ
TEKTRONIX | TDS340A | OSCILLOSCOPE BENCHTOP | 252 | 315 | 340 | YES | NO | 0.10 GHZ
TEKTRONIX | TDS350 | OSCILLOSCOPE BENCHTOP | 252 | 315 | 340 | YES | NO | 0.20 GHZ
TEKTRONIX | TDS360 | OSCILLOSCOPE BENCHTOP | 252 | 315 | 340 | YES | NO | 0.20 GHZ
TEKTRONIX | TDS380 | OSCILLOSCOPE BENCHTOP | 252 | 315 | 340 | YES | NO | 0.40 GHZ
TEKTRONIX | TDS420 | OSCILLOSCOPE BENCHTOP | 252 | 315 | 340 | YES | NO | 0.15 GHZ
TEKTRONIX | TDS420A | OSCILLOSCOPE BENCHTOP | 252 | 315 | 340 | YES | NO | 0.20 GHZ
TEKTRONIX | TDS430A | OSCILLOSCOPE BENCHTOP | 252 | 315 | 340 | YES | NO | 0.40 GHZ
TEKTRONIX | TDS460 | OSCILLOSCOPE BENCHTOP | 252 | 315 | 340 | YES | NO | 0.35 GHZ
TEKTRONIX | TDS460A | OSCILLOSCOPE BENCHTOP | 252 | 315 | 340 | YES | NO | 0.40 GHZ
TEKTRONIX | TDS5034 | OSCILLOSCOPE BENCHTOP | 252 | 315 | 340 | YES | NO | 0.35 GHZ
TEKTRONIX | TDS5034B | OSCILLOSCOPE BENCHTOP | 252 | 315 | 340 | YES | NO | 0.35 GHZ
TEKTRONIX | TDS5054 | OSCILLOSCOPE BENCHTOP | 252 | 315 | 340 | YES | NO | 0.50 GHZ
TEKTRONIX | TDS5054B | OSCILLOSCOPE BENCHTOP | 252 | 315 | 340 | YES | NO | 0.50 GHZ
TEKTRONIX | TDS5104 | OSCILLOSCOPE BENCHTOP | 420 | 525 | 567 | YES | NO | 01.0 GHZ
TEKTRONIX | TDS5104B | OSCILLOSCOPE BENCHTOP | 420 | 525 | 567 | YES | NO | 01.0 GHZ
TEKTRONIX | TDS510A | OSCILLOSCOPE BENCHTOP | 252 | 315 | 340 | YES | NO | 0.50 GHZ
TEKTRONIX | TDS520 | OSCILLOSCOPE BENCHTOP | 252 | 315 | 340 | YES | NO | 0.50 GHZ
TEKTRONIX | TDS520A | OSCILLOSCOPE BENCHTOP | 252 | 315 | 340 | YES | NO | 0.50 GHZ
TEKTRONIX | TDS520B | Digital Oscilloscope, 2 channel,500 MHz | 252 | 315 | 340 | YES | NO | 0.50 GHZ
TEKTRONIX | TDS520C | OSCILLOSCOPE BENCHTOP | 252 | 315 | 340 | YES | NO | 0.50 GHZ
TEKTRONIX | TDS520D | OSCILLOSCOPE BENCHTOP | 252 | 315 | 340 | YES | NO | 0.50 GHZ
TEKTRONIX | TDS540 | OSCILLOSCOPE BENCHTOP | 252 | 315 | 340 | YES | NO | 0.50 GHZ
TEKTRONIX | TDS540A | OSCILLOSCOPE BENCHTOP | 252 | 315 | 340 | YES | NO | 0.50 GHZ
TEKTRONIX | TDS540B | OSCILLOSCOPE BENCHTOP | 252 | 315 | 340 | YES | NO | 0.50 GHZ
TEKTRONIX | TDS540C | OSCILLOSCOPE BENCHTOP | 252 | 315 | 340 | YES | NO | 0.50 GHZ
TEKTRONIX | TDS544A | OSCILLOSCOPE BENCHTOP | 252 | 315 | 340 | YES | NO | 0.50 GHZ
TEKTRONIX | TDS6124C | OSCILLOSCOPE BENCHTOP | 588 | 735 | NA | NO | NO | 12.0 GHZ
TEKTRONIX | TDS6154C | OSCILLOSCOPE BENCHTOP | 630 | 788 | NA | NO | NO | 15.0 GHZ
TEKTRONIX | TDS620A | OSCILLOSCOPE BENCHTOP | 252 | 315 | 340 | YES | NO | 0.50 GHZ
TEKTRONIX | TDS620B | OSCILLOSCOPE BENCHTOP | 252 | 315 | 340 | YES | NO | 0.50 GHZ
TEKTRONIX | TDS640A | OSCILLOSCOPE BENCHTOP | 252 | 315 | 340 | YES | NO | 0.50 GHZ
TEKTRONIX | TDS644A | OSCILLOSCOPE BENCHTOP | 252 | 315 | 340 | YES | NO | 0.50 GHZ
TEKTRONIX | TDS644B | OSCILLOSCOPE BENCHTOP | 252 | 315 | 340 | YES | NO | 0.50 GHZ
TEKTRONIX | TDS654C | OSCILLOSCOPE BENCHTOP | 252 | 315 | 340 | YES | NO | 0.50 GHZ
TEKTRONIX | TDS6604 | OSCILLOSCOPE BENCHTOP | 504 | 630 | NA | NO | NO | 06.0 GHZ
TEKTRONIX | TDS6604A | OSCILLOSCOPE BENCHTOP | 504 | 630 | NA | NO | NO | 06.0 GHZ
TEKTRONIX | TDS6604B | OSCILLOSCOPE BENCHTOP | 504 | 630 | NA | NO | NO | 06.0 GHZ
TEKTRONIX | TDS680 | OSCILLOSCOPE BENCHTOP | 420 | 525 | 567 | YES | NO | 01.0 GHZ
TEKTRONIX | TDS6804 | OSCILLOSCOPE BENCHTOP | 588 | 735 | NA | NO | NO | 08.0 GHZ
TEKTRONIX | TDS6804B | OSCILLOSCOPE BENCHTOP | 588 | 735 | NA | NO | NO | 08.0 GHZ
TEKTRONIX | TDS680A | OSCILLOSCOPE BENCHTOP | 420 | 525 | 567 | YES | NO | 01.0 GHZ
TEKTRONIX | TDS680B | OSCILLOSCOPE BENCHTOP | 420 | 525 | 567 | YES | NO | 01.0 GHZ
TEKTRONIX | TDS684A | OSCILLOSCOPE BENCHTOP | 420 | 525 | 567 | YES | NO | 01.0 GHZ
TEKTRONIX | TDS684B | OSCILLOSCOPE BENCHTOP | 420 | 525 | 567 | YES | NO | 01.0 GHZ
TEKTRONIX | TDS684C | OSCILLOSCOPE BENCHTOP | 420 | 525 | 567 | YES | NO | 01.0 GHZ
TEKTRONIX | TDS694C | OSCILLOSCOPE BENCHTOP | 462 | 578 | NA | NO | NO | 03.0 GHZ
TEKTRONIX | TDS7104 | OSCILLOSCOPE BENCHTOP | 420 | 525 | 567 | YES | NO | 01.0 GHZ
TEKTRONIX | TDS7154B | OSCILLOSCOPE BENCHTOP | 462 | 578 | NA | NO | NO | 01.5 GHZ
TEKTRONIX | TDS7254B | OSCILLOSCOPE BENCHTOP | 462 | 578 | NA | NO | NO | 02.5 GHZ
TEKTRONIX | TDS7404 | OSCILLOSCOPE BENCHTOP | 504 | 630 | NA | NO | NO | 04.0 GHZ
TEKTRONIX | TDS7404B | OSCILLOSCOPE BENCHTOP | 504 | 630 | NA | NO | NO | 04.0 GHZ
TEKTRONIX | TDS744A | OSCILLOSCOPE BENCHTOP | 252 | 315 | 340 | YES | NO | 0.50 GHZ
TEKTRONIX | TDS754A | OSCILLOSCOPE BENCHTOP | 252 | 315 | 340 | YES | NO | 0.50 GHZ
TEKTRONIX | TDS754C | OSCILLOSCOPE BENCHTOP | 252 | 315 | 340 | YES | NO | 0.50 GHZ
TEKTRONIX | TDS754D | OSCILLOSCOPE BENCHTOP | 252 | 315 | 340 | YES | NO | 0.50 GHZ
TEKTRONIX | TDS7704B | OSCILLOSCOPE BENCHTOP | 588 | 735 | NA | NO | NO | 07.0 GHZ
TEKTRONIX | TDS784A | OSCILLOSCOPE BENCHTOP | 420 | 525 | 567 | YES | NO | 01.0 GHZ
TEKTRONIX | TDS784C | OSCILLOSCOPE BENCHTOP | 420 | 525 | 567 | YES | NO | 01.0 GHZ
TEKTRONIX | TDS784D | OSCILLOSCOPE BENCHTOP | 420 | 525 | 567 | YES | NO | 01.0 GHZ
TEKTRONIX | TDS794D | OSCILLOSCOPE BENCHTOP | 462 | 578 | NA | NO | NO | 02.0 GHZ
TEKTRONIX | TDS8200 | OSCILLOSCOPE MAINFRAME | 378 | 473 | NA | NO | NO | MAINFRAME ONLY; MODULES ADDITIONAL
TEKTRONIX | TG501 | PULSE GENERATOR PLUGIN TIME MARK | 294 | 368 | NA | NO | NO
TEKTRONIX | THDP0100 | DIFFERENTIAL PROBE, HIGH VOLTAGE,100 MHZ | 168 | 210 | NA | NO | NO
TEKTRONIX | THS710 | OSCILLOSCOPE SCOPEMETER | 336 | 420 | 454 | YES | NO | 0.06 GHZ
TEKTRONIX | THS710A | OSCILLOSCOPE SCOPEMETER | 336 | 420 | 454 | YES | NO | 0.06 GHZ
TEKTRONIX | THS720 | OSCILLOSCOPE SCOPEMETER | 336 | 420 | 454 | YES | NO | 0.10 GHZ
TEKTRONIX | THS720A | OSCILLOSCOPE SCOPEMETER | 336 | 420 | 454 | YES | NO | 0.10 GHZ
TEKTRONIX | THS720P | OSCILLOSCOPE SCOPEMETER | 336 | 420 | 454 | YES | NO | 0.10 GHZ
TEKTRONIX | THS730A | OSCILLOSCOPE SCOPEMETER | 336 | 420 | 454 | YES | NO | 0.20 GHZ
TEKTRONIX | TLA5201B | LOGIC ANALYZER | 420 | 525 | NA | NO | NO
TEKTRONIX | TLA5204 | LOGIC ANALYZER | 420 | 525 | NA | NO | NO
TEKTRONIX | TLA5204B | LOGIC ANALYZER | 420 | 525 | NA | NO | NO
TEKTRONIX | TLA7012 | LOGIC ANALYZER MAINFRAME | 294 | 368 | NA | NO | NO | Mainfrm Only,Modules Addl.
TEKTRONIX | TLA7016 | LOGIC ANALYZER MAINFRAME | 294 | 368 | NA | NO | NO | Mainfrm Only,Modules Addl.
TEKTRONIX | TLA704 | LOGIC ANALYZER MAINFRAME | 294 | 368 | NA | NO | NO | Mainfrm Only,Modules Addl.
TEKTRONIX | TLA711 | LOGIC ANALYZER MAINFRAME | 294 | 368 | NA | NO | NO | Mainfrm Only,Modules Addl.
TEKTRONIX | TLA714 | LOGIC ANALYZER MAINFRAME | 294 | 368 | NA | NO | NO | Mainfrm Only,Modules Addl.
TEKTRONIX | TLA715 | LOGIC ANALYZER MAINFRAME | 294 | 368 | NA | NO | NO | Mainfrm Only,Modules Addl.
TEKTRONIX | TLA720 | LOGIC ANALYZER MAINFRAME | 294 | 368 | NA | NO | NO | Mainfrm Only,Modules Addl.
TEKTRONIX | TLA721 | LOGIC ANALYZER MAINFRAME | 294 | 368 | NA | NO | NO | Mainfrm Only,Modules Addl.
TEKTRONIX | TLA7AA4 | LOGIC ANALYZER MODULE | 0 | 0 | NA | NO | NO | OEM Cal Only
TEKTRONIX | TLA7BB4 | LOGIC ANALYZER MODULE | 0 | 0 | NA | NO | NO | OEM Cal Only
TEKTRONIX | TLA7D1 | LOGIC ANALYZER MODULE | 420 | 525 | NA | NO | NO | Submit w/Mainframe
TEKTRONIX | TLA7E1 | LOGIC ANALYZER MODULE | 420 | 525 | NA | NO | NO | Submit w/Mainframe
TEKTRONIX | TLA7L4 | LOGIC ANALYZER MODULE | 420 | 525 | NA | NO | NO | Submit w/Mainframe
TEKTRONIX | TLA7M4 | LOGIC ANALYZER MODULE | 420 | 525 | NA | NO | NO | Submit w/Mainframe
TEKTRONIX | TLA7N1 | LOGIC ANALYZER MODULE | 420 | 525 | NA | NO | NO | Submit w/Mainframe
TEKTRONIX | TLA7N3 | LOGIC ANALYZER MODULE | 420 | 525 | NA | NO | NO | Submit w/Mainframe
TEKTRONIX | TLA7N4 | LOGIC ANALYZER MODULE | 420 | 525 | NA | NO | NO | Submit w/Mainframe
TEKTRONIX | TLA7PG2 | LOGIC ANALYZER MODULE | 420 | 525 | NA | NO | NO | Submit w/Mainframe
TEKTRONIX | TLA7S16 | LOGIC ANALYZER MODULE | 420 | 525 | NA | NO | NO | Submit w/Mainframe
TEKTRONIX | TLAP4 | LOGIC ANALYZER MODULE | 420 | 525 | NA | NO | NO | Submit w/Mainframe
TEKTRONIX | TLS216 | LOGIC SCOPE | 420 | 525 | NA | NO | NO
TEKTRONIX | TM502A | DC POWER MODULE | 168 | 210 | 227 | YES | NO
TEKTRONIX | TM503 | DC POWER MODULE | 168 | 210 | 227 | YES | NO
TEKTRONIX | TPA-BNC | BNC ADAPTOR | 168 | 210 | NA | NO | NO
TEKTRONIX | TPP0250 | 250MHZ PROBE | 126 | 158 | 170 | YES | NO
TEKTRONIX | TPP0500B | PROBE OSCILLOSCOPE | 126 | 158 | 170 | YES | NO
TEKTRONIX | TPP1000 | PROBE OSCILLOSCOPE | 126 | 158 | 170 | YES | NO | 1.00 GHZ
TEKTRONIX | TPP1000B | PROBE OSCILLOSCOPE | 126 | 158 | 170 | YES | NO | 1.00 GHZ
TEKTRONIX | TPR1000 | ACTIVE POWER RAIL PROBE | 168 | 210 | NA | NO | NO
TEKTRONIX | TPS2014 | OSCILLOSCOPE PORTABLE | 252 | 315 | 340 | YES | NO | 0.10 GHZ
TEKTRONIX | TPS2014B | OSCILLOSCOPE PORTABLE | 252 | 315 | 340 | YES | NO | 0.10 GHZ
TEKTRONIX | TPS2024 | OSCILLOSCOPE PORTABLE | 252 | 315 | 340 | YES | NO | 0.20 GHZ
TEKTRONIX | TPS2024B | OSCILLOSCOPE PORTABLE | 252 | 315 | 340 | YES | NO | 0.20 GHZ
TEKTRONIX | TTR506A | VECTOR NETWORK ANALYZER | 588 | 735 | NA | NO | NO
TEKTRONIX | TVS621 | OSCILLOSCOPE VXI | 672 | 840 | 907 | YES | NO | 0.25 GHZ
TEKTRONIX | TVS621A | OSCILLOSCOPE VXI | 672 | 840 | 907 | YES | NO | 0.25 GHZ
TEKTRONIX | TX1 | DMM HANDHELD | 126 | 158 | 170 | YES | NO
TEKTRONIX | TX3 | DMM HANDHELD | 126 | 158 | 170 | YES | NO
TEKTRONIX | WCA280A | RF SPECTRUM ANALYZER WIRELESS COMM | 756 | 945 | NA | NO | NO
TELAIRE | 7001 | TEMPERATURE CO2 METER | 0 | 0 | NA | NO | NO | Send to Vendor Only
TELATEMP | MICRO T/C | TEMPERATURE DATA LOGGER | 294 | 368 | 397 | YES | NO
TELATEMP | ML-9A | TEMPERATURE DATA LOGGER | 294 | 368 | 397 | YES | NO
TELATEMP | ML-TCA | TEMPERATURE DATA LOGGER | 294 | 368 | 397 | YES | NO
TELATEMP | ML-VT3RH | TEMP & HUMIDITY DATA LOGGER | 242 | 303 | NA | NO | NO
TELEDYNE LECROY | VARIOUS | VARIOUS | 0 | 0 | NA | NO | NO | Use Manufacturer: LECROY
TEL-TRU | GT500R | TEMP METER BIMETALLIC | 168 | 210 | 227 | YES | NO | 160 DEG F
TEL-TRU | LT225R | TEMP METER THERMOMETER | 168 | 210 | 227 | YES | NO | 160 DEG F
TEL-TRU | LT-330R | THERMOMETER -40 TO 160 | 168 | 210 | 227 | YES | NO
TEMP | AC60-LP-IS | SCALE LARGE 60000 LB | 345 | 431 | NA | NO | NO | VT Aero Only
TEMP | L4H600 | CHAIN HOIST | 173 | 216 | NA | NO | NO
TEMP-CAL | K063SS66P | TEMP PROBE THERMOCOUPLE | 126 | 158 | 170 | YES | NO
TEMP-CAL | K30GC48P | TEMP PROBE THERMOCOUPLE | 126 | 158 | 170 | YES | NO
TEMP-CAL | T24GC096P | TEMP PROBE THERMOCOUPLE | 126 | 158 | 170 | YES | NO
TEMP-CAL | T30GT48P | TEMP PROBE THERMOCOUPLE | 126 | 158 | 170 | YES | NO
TEMPO | 2520 | TDR CABLE FAULT LOCATOR | 336 | 420 | NA | NO | NO
TEMPO | 257A | 850 NM LED SOURCE | 210 | 263 | NA | NO | NO
TEMPO | 263LX | 635 NM HANDHELD LED SOURCE | 210 | 263 | NA | NO | NO
TEMPO | 560XL-EMI | FIBER OPTIC DETECTOR | 210 | 263 | NA | NO | NO | Same as GREENLEE
TEMPO | 577L | FIBER OPTIC POWER METER | 210 | 263 | NA | NO | NO
TEMPO | M902 | POWER SUPPLY +6 VDC | 168 | 210 | 227 | YES | NO
TEMPO | M9027 | RINGER/DISTANCE SWITCHBOX | 210 | 263 | NA | NO | NO
TEMPO | M903 | POWER SUPPLY | 168 | 210 | 227 | YES | NO
TEMPO | M932 | COMPA TEST FIXTURE | 168 | 210 | NA | NO | NO
TEMPO | M940 | POWER SUPPLY | 185 | 231 | 250 | YES | NO
TEMPO | M940A | POWER SUPPLY | 185 | 231 | 250 | YES | NO
TEMPO | M950-SK T/F | SIDEKICK MAIN TEST FIXTURE | 252 | 315 | 0 | YES | NO
TEMPO | M970 | SIDEKICK MAIN TEST FIXTURE | 252 | 315 | 0 | YES | NO
TEMPO | M973 | MAIN TEST FIXTURE, SIDEKICK | 252 | 315 | 0 | YES | NO
TEMPO | M981 | ANALOG TEST FIXTURE | 252 | 315 | 0 | YES | NO
TEMPO | M995 | AMPLIFIER BOX | 210 | 263 | NA | NO | NO
TEMPO | OPM510 | OPTICAL POWER METER | 210 | 263 | NA | NO | NO
TEMPO | OPM520 | OPTICAL POWER METER | 210 | 263 | NA | NO | NO
TEMPO | SIDEKICK T&N | HANDHELD CABLE TESTER | 210 | 263 | NA | NO | NO
TEMPTRONIC | ATS-645-M-4 | TEMPERATURE FORCING SYSTEM | 420 | 525 | 567 | YES | NO
TEMPTRONIC | ATS-810-M-2 | TEMPERATURE FORCER | 420 | 525 | 567 | YES | NO
TEMPTRONIC | ECO-810-M-2 | THERMOSTREAM THERMAL UNIT | 420 | 525 | 567 | YES | NO
TEMPTRONIC | SA125781 | TEMP FORCER | 420 | 525 | 567 | YES | NO
TEMPTRONIC | SA158270 | TEMP FORCER | 420 | 525 | 567 | YES | NO
TEMPTRONIC | SA176000 | TEMP FORCER | 420 | 525 | 567 | YES | NO
TEMPTRONIC | T2600BV | TEMP FORCER | 420 | 525 | 567 | YES | NO
TEMPTRONIC | TP03000 | TEMP FORCER | 420 | 525 | 567 | YES | NO | Models are TP[Zero]
TEMPTRONIC | TP04100A | TEMP FORCER | 420 | 525 | 567 | YES | NO | Models are TP[Zero]
TEMPTRONIC | TP04100A-1 | TEMP FORCER | 420 | 525 | 567 | YES | NO | Models are TP[Zero]
TEMPTRONIC | TP04300A | THERMOSTREAM | 420 | 525 | 567 | YES | NO
TEMPTRONIC | TP04300A-3632-3 | TEMP FORCER | 420 | 525 | 567 | YES | NO | Models are TP[Zero]
TEMPTRONIC | TP04310A | TEMP FORCER | 420 | 525 | 567 | YES | NO | Models are TP[Zero]
TEMPTRONIC | TP04310A-3C44-4 | TEMP FORCER | 420 | 525 | 567 | YES | NO | Models are TP[Zero]
TEMPTRONIC | TP04310A-3C44-6 | TEMP FORCER | 420 | 525 | 567 | YES | NO | Models are TP[Zero]
TEMPTRONIC | TP04310A-8C44-4 | TEMP FORCER | 420 | 525 | 567 | YES | NO | Models are TP[Zero]
TEMPTRONIC | TP04310A-8C44-7 | THERMAL INDUCING SYSTEM | 420 | 525 | 567 | YES | NO
TEMPTRONIC | TP04310AS | TEMP FORCER | 420 | 525 | 567 | YES | NO | Models are TP[Zero]
TEMPTRONIC | TP04390A | TEMP FORCER | 420 | 525 | 567 | YES | NO | Models are TP[Zero]
TEMPTRONIC | TPO4100A | INCORRECT MODEL | 0 | 0 | NA | NO | NO | Models are TP[Zero]
TENCOR | 54-0361-11 | PROBE HEAD | 126 | 158 | NA | NO | NO | DATA ONLY
TENCOR | 54-0361-15 | PROBE HEAD | 126 | 158 | NA | NO | NO | DATA ONLY
TENCOR | 54-0361-7 | PROBE HEAD | 126 | 158 | NA | NO | NO | DATA ONLY
TENMA | 72-040A | CAPACITANCE METER | 168 | 210 | NA | NO | NO
TENMA | 72-2005 | POWER SUPPLY | 168 | 210 | 227 | YES | NO
TENMA | 72-2010 | POWER SUPPLY | 168 | 210 | 227 | YES | NO
TENMA | 72-2015 | POWER SUPPLY | 168 | 210 | 227 | YES | NO
TENMA | 72-2035 | DMM HANDHELD | 126 | 158 | 170 | YES | NO
TENMA | 72-2040 | DMM HANDHELD | 126 | 158 | 170 | YES | NO
TENMA | 72-2065 | TEMP METER | 168 | 210 | 227 | YES | NO
TENMA | 72-2065A | TEMP METER THERMOCOUPLE | 168 | 210 | 227 | YES | NO
TENMA | 72-2075 | POWER SUPPLY | 168 | 210 | 227 | YES | NO
TENMA | 72-2080 | DC POWER SUPPLY | 168 | 210 | 227 | YES | NO
TENMA | 72-2680 | SOUND LEVEL CALIBRATOR | 168 | 210 | NA | NO | NO | Some Models May have TUR<4:1
TENMA | 72-3055 | OSCILLOSCOPE BENCHTOP | 252 | 315 | 340 | YES | NO | 0.02 GHZ
TENMA | 72-4030 | DMM HANDHELD | 126 | 158 | 170 | YES | NO
TENMA | 72-410A | DMM HANDHELD | 126 | 158 | 170 | YES | NO
TENMA | 72-6131 | DMM HANDHELD | 126 | 158 | 170 | YES | NO
TENMA | 72-6152 | POWER SUPPLY | 168 | 210 | 227 | YES | NO
TENMA | 72-6535 | DC POWER SUPPLY | 168 | 210 | 227 | YES | NO
TENMA | 72-6551 | DMM HANDHELD | 126 | 158 | 170 | YES | NO
TENMA | 72-6633 | TACHOMETER | 168 | 210 | 227 | YES | NO | MU RPM using Time Mk on 5520A
TENMA | 72-6795 | CAPACITANCE METER | 168 | 210 | NA | NO | NO
TENMA | 72-7222 | CLAMP METER | 126 | 158 | 170 | YES | NO
TENMA | 72-7695 | DC POWER SUPPLY | 168 | 210 | 227 | YES | NO
TENMA | 72-7712 | TEMP METER THERMOCOUPLE | 168 | 210 | 227 | YES | NO
TENMA | 72-7715 | TEMP METER THERMOCOUPLE | 168 | 210 | 227 | YES | NO
TENMA | 72-7730 | DIGITAL MULTIMETER | 126 | 158 | 170 | YES | NO
TENMA | 72-7735 | DMM HANDHELD | 126 | 158 | 170 | YES | NO
TENMA | 72-7740 | DMM HANDHELD | 126 | 158 | 170 | YES | NO
TENMA | 72-8335A | DC POWER SUPPLY | 168 | 210 | 227 | YES | NO
TENNEY | 105 | OVEN TEMP CHAMBER HOT COLD | 378 | 473 | 510 | YES | NO | -40 to +130C
TENNEY | BTC | OVEN TEMP HUMIDITY CHAMBER HOT COLD | 462 | 578 | 624 | YES | NO | -70 to +200C Accred Temp Only
TENNEY | BTRC | OVEN TEMP HUMIDITY CHAMBER HOT COLD | 462 | 578 | 624 | YES | NO | -70 to +200C Accred Temp Only
TENNEY | BTRC-WF4-C | Temperature and Humidity Test Chamber | 462 | 578 | 624 | YES | NO | Accred Temp Only Up to +400C
TENNEY | ETCU 09 10 HP | OVEN TEMP HUMIDITY CHAMBER HOT COLD | 462 | 578 | 624 | YES | NO | -73 to +200C Accred Temp Only
TENNEY | ETCU 09 5 HP | OVEN TEMP HUMIDITY CHAMBER HOT COLD | 462 | 578 | 624 | YES | NO | -73 to +200C Accred Temp Only
TENNEY | ETCU 110 | OVEN TEMP HUMIDITY CHAMBER HOT COLD | 462 | 578 | 624 | YES | NO | -60 to +200C Accred Temp Only
TENNEY | ETCU 132 | OVEN TEMP HUMIDITY CHAMBER HOT COLD | 462 | 578 | 624 | YES | NO | -60 to +200C Accred Temp Only
TENNEY | ETCU 16 10 HP | OVEN TEMP HUMIDITY CHAMBER HOT COLD | 462 | 578 | 624 | YES | NO | -73 to +200C Accred Temp Only
TENNEY | ETCU 16 5 HP | OVEN TEMP HUMIDITY CHAMBER HOT COLD | 462 | 578 | 624 | YES | NO | -73 to +200C Accred Temp Only
TENNEY | ETCU 30 10 HP | OVEN TEMP HUMIDITY CHAMBER HOT COLD | 462 | 578 | 624 | YES | NO | -73 to +200C Accred Temp Only
TENNEY | ETCU 30 15 HP | OVEN TEMP HUMIDITY CHAMBER HOT COLD | 462 | 578 | 624 | YES | NO | -73 to +200C Accred Temp Only
TENNEY | ETCU 64 10 HP | OVEN TEMP HUMIDITY CHAMBER HOT COLD | 462 | 578 | 624 | YES | NO | -73 to +200C Accred Temp Only
TENNEY | ETCU 64 15 HP | OVEN TEMP HUMIDITY CHAMBER HOT COLD | 462 | 578 | 624 | YES | NO | -73 to +200C Accred Temp Only
TENNEY | NA | OVEN TEMP CHAMBER (> 1.5 CU. FT.) | 378 | 473 | 510 | YES | NO | Accredited Up to +400oC
TENNEY | NA | OVEN TEMP CHAMBER (UP TO 1.5 CU. FT.) | 378 | 473 | 510 | YES | NO | Accredited Up to +400oC
TENNEY | T2C | OVEN TEMP HUMIDITY CHAMBER HOT COLD | 462 | 578 | 624 | YES | NO | -75 to +200C Accred Temp Only
TENNEY | T2RC | OVEN TEMP HUMIDITY CHAMBER HOT COLD | 462 | 578 | 624 | YES | NO | -75 to +200C Accred Temp Only
TENNEY | T40C-4 | OVEN TEMP HUMIDITY CHAMBER HOT COLD | 462 | 578 | 624 | YES | NO | -73 to +200C Accred Temp Only
TENNEY | T40C-6 | OVEN TEMP HUMIDITY CHAMBER HOT COLD | 462 | 578 | 624 | YES | NO | -73 to +200C Accred Temp Only
TENNEY | T40RC-4 | OVEN TEMP HUMIDITY CHAMBER HOT COLD | 462 | 578 | 624 | YES | NO | -73 to +200C Accred Temp Only
TENNEY | T40RC-6 | OVEN TEMP HUMIDITY CHAMBER HOT COLD | 462 | 578 | 624 | YES | NO | -73 to +200C Accred Temp Only
TENNEY | T40RS-2 | OVEN TEMP HUMIDITY CHAMBER HOT COLD | 462 | 578 | 624 | YES | NO | -40 to +200C Accred Temp Only
TENNEY | T40S-2 | OVEN TEMP HUMIDITY CHAMBER HOT COLD | 462 | 578 | 624 | YES | NO | -40 to +200C Accred Temp Only
TENNEY | T64C-15 | OVEN TEMP HUMIDITY CHAMBER HOT COLD | 462 | 578 | 624 | YES | NO | -73 to +200C Accred Temp Only
TENNEY | T64C-6 | OVEN TEMP HUMIDITY CHAMBER HOT COLD | 462 | 578 | 624 | YES | NO | -73 to +200C Accred Temp Only
TENNEY | T64RC-15 | OVEN TEMP HUMIDITY CHAMBER HOT COLD | 462 | 578 | 624 | YES | NO | -73 to +200C Accred Temp Only
TENNEY | T64RC-6 | OVEN TEMP HUMIDITY CHAMBER HOT COLD | 462 | 578 | 624 | YES | NO | -73 to +200C Accred Temp Only
TENNEY | T64RS-7.5 | OVEN TEMP HUMIDITY CHAMBER HOT COLD | 462 | 578 | 624 | YES | NO | -40 to +200C Accred Temp Only
TENNEY | T64S-7.5 | OVEN TEMP HUMIDITY CHAMBER HOT COLD | 462 | 578 | 624 | YES | NO | -40 to +200C Accred Temp Only
TENNEY | TC30RC2.0-A-F4T-C | Temperature and Humidity Test Chamber | 462 | 578 | 624 | YES | NO | Accred Temp Only Up to +400C
TENNEY | TJR | OVEN TEMP CHAMBER HOT COLD | 378 | 473 | 510 | YES | NO | -75 to +200C
TENNEY | TUJR | OVEN TEMP CHAMBER HOT COLD | 378 | 473 | 510 | YES | NO | -75 to +200C
TENSITRON | C-100 | FORCE GAUGE CABLE TENSIOMETER | 242 | 303 | NA | NO | NO
TERMA | 0-12.7MM | INDICATOR DIAL | 69 | 86 | NA | NO | NO
TERMA | ABS | INDICATOR DIGITAL | 69 | 86 | NA | NO | NO
TES | 1600 | MEGOHMMETER | 168 | 210 | 227 | YES | NO
TES ELECTRICAL | 1500 | CAPACITANCE METER | 168 | 210 | NA | NO | NO
TES ELECTRICAL | 1350A | SOUND LEVEL METER | 168 | 210 | NA | NO | NO
TESA | 18.1001 | INDICATOR TEST | 69 | 86 | NA | NO | NO
TESA | 18.2001 | INDICATOR DIAL | 69 | 86 | NA | NO | NO
TESA | 18.2001 | INDICATOR TEST | 69 | 86 | NA | NO | NO
TESA | 18.2001 | INDICATOR TEST | 69 | 86 | NA | NO | NO
TESA | 18.2001 | INDICATOR DIAL | 69 | 86 | NA | NO | NO
TESA | 18.2001 | INDICATOR TEST | 69 | 86 | NA | NO | NO
TESA | 53009 | CALIPER | 69 | 86 | 93 | YES | NO
TESA | 530085 | CALIPER | 69 | 86 | 93 | YES | NO | 6 INCH
TESA | 530211 | CALIPER | 69 | 86 | 93 | YES | NO | 6 INCH
TESA | 590301 | CALIPER | 69 | 86 | 93 | YES | NO | 6 INCH
TESA | 590302 | CALIPER | 69 | 86 | 93 | YES | NO | 6 INCH
TESA | 6030069 | MICROMETER | 69 | 86 | 93 | YES | NO
TESA | .040" | INDICATOR DIAL | 69 | 86 | NA | NO | NO
TESA | 0.0005" | INDICATOR TEST | 69 | 86 | NA | NO | NO
TESA | 0.030" | INDICATOR TEST | 69 | 86 | NA | NO | NO
TESA | 0-1" | MICROMETER | 69 | 86 | 93 | YES | NO | 1 INCH
TESA | 05-.20001 | INDICATOR DIAL | 69 | 86 | NA | NO | NO
TESA | 106-101 | MICROMETER | 69 | 86 | 93 | YES | NO
TESA | 1-2 IN | MICROMETER | 69 | 86 | 93 | YES | NO
TESA | 12" | CALIPER | 69 | 86 | 93 | YES | NO | 12 INCH
TESA | 1-2" | MICROMETER | 69 | 86 | 93 | YES | NO | 2 INCH
TESA | 20-123-6 | INDICATOR TEST | 69 | 86 | NA | NO | NO
TESA | 2-3" | MICROMETER | 69 | 86 | 93 | YES | NO | 3 INCH
TESA | 6" | CALIPER | 69 | 86 | 93 | YES | NO | 6 INCH
TESA | IP65 | CALIPER | 69 | 86 | 93 | YES | NO | 8 INCH
TESA | IP67 | CALIPER | 69 | 86 | 93 | YES | NO | 6 INCH
TESA | MICRO - HEIGHT 900 | HEIGHT GAUGE | 124 | 155 | NA | NO | NO | 36 INCH
TESA | RUGOSURF 20 | SURFACE ROUGHNESS TESTER | 276 | 345 | NA | NO | NO
TESCOM | 704A-430 | UNIVERSAL DATA TEST SET | 546 | 683 | NA | NO | NO | Cal'd to Tescom Specs Only
TESCOM | 704A-PKG2 | UNIVERSAL DATA TEST SET | 546 | 683 | NA | NO | NO | Cal'd to Tescom Specs Only
TESCOM | 704A-PKG2/NV | UNIVERSAL DATA TEST SET | 546 | 683 | NA | NO | NO | Cal'd to Tescom Specs Only
TESCOM | 704A-PKG3 | UNIVERSAL DATA TEST SET | 546 | 683 | NA | NO | NO | Cal'd to Tescom Specs Only
TESCOM | J30GT40P | TEMP PROBE THERMOCOUPLE | 126 | 158 | 170 | YES | NO | TYPE J
TESCOM | J30GT50P | TEMP PROBE THERMOCOUPLE | 126 | 158 | 170 | YES | NO | TYPE J
TESCOM | J30GT60P | TEMP PROBE THERMOCOUPLE | 126 | 158 | 170 | YES | NO | TYPE J
TESCOM | K063SS18P | TEMP PROBE THERMOCOUPLE | 126 | 158 | 170 | YES | NO | TYPE K
TESCOM | K30GT120P | TEMP PROBE THERMOCOUPLE | 126 | 158 | 170 | YES | NO | TYPE K
TESCOM | K30GT75P | TEMP PROBE THERMOCOUPLE | 126 | 158 | 170 | YES | NO | TYPE K
TESCOM | K36GT90P | TEMP PROBE THERMOCOUPLE | 126 | 158 | 170 | YES | NO | TYPE K
TESCOM | T24GC84P | TEMP PROBE THERMOCOUPLE | 126 | 158 | 170 | YES | NO | TYPE T
TESCOM | T24GT180P | TEMP PROBE THERMOCOUPLE | 126 | 158 | 170 | YES | NO | TYPE T
TESCOM | T24GT200P | TEMP PROBE THERMOCOUPLE | 126 | 158 | 170 | YES | NO | TYPE T
TESCOM | T24GT220P | TEMP PROBE THERMOCOUPLE | 126 | 158 | 170 | YES | NO | TYPE T
TESCOM | T24GT225P | TEMP PROBE THERMOCOUPLE | 126 | 158 | 170 | YES | NO | TYPE T
TESCOM | T24GT230P | TEMP PROBE THERMOCOUPLE | 126 | 158 | 170 | YES | NO | TYPE T
TESCOM | T24GT235P | TEMP PROBE THERMOCOUPLE | 126 | 158 | 170 | YES | NO | TYPE T
TESCOM | T24GT240P | TEMP PROBE THERMOCOUPLE | 126 | 158 | 170 | YES | NO | TYPE T
TESCOM | T24GT245P | TEMP PROBE THERMOCOUPLE | 126 | 158 | 170 | YES | NO | TYPE T
TESCOM | T24GT250P | TEMP PROBE THERMOCOUPLE | 126 | 158 | 170 | YES | NO | TYPE T
TESCOM | T24GT260P | TEMP PROBE THERMOCOUPLE | 126 | 158 | 170 | YES | NO | TYPE T
TESCOM | T24GT60J | TEMP PROBE THERMOCOUPLE | 126 | 158 | 170 | YES | NO | TYPE T
TESCOM | T30GT120P | TEMP PROBE THERMOCOUPLE | 126 | 158 | 170 | YES | NO | TYPE T
TESCOM | T30GT130P | TEMP PROBE THERMOCOUPLE | 126 | 158 | 170 | YES | NO | TYPE T
TESCOM | T30GT240P | TEMP PROBE THERMOCOUPLE | 126 | 158 | 170 | YES | NO | TYPE T
TESCOM | T30GT65P | TEMP PROBE THERMOCOUPLE | 126 | 158 | 170 | YES | NO | TYPE T
TESCOM | T30GT80P | TEMP PROBE THERMOCOUPLE | 126 | 158 | 170 | YES | NO | TYPE T
TESEQ | MD200A | DIFFERENTIAL PROBE | 168 | 210 | 227 | YES | NO
TESEQ | NSG 4070-75 | RF SIGNAL GENERATOR TEST SYSTEM | 672 | 840 | NA | NO | NO
TEST EQUITY | 105 | OVEN TEMP CHAMBER HOT COLD | 378 | 473 | 510 | YES | NO | -40 to +130C
TEST EQUITY | 106 | OVEN TEMP CHAMBER HOT COLD | 378 | 473 | 510 | YES | NO | -42 to +130C
TEST EQUITY | 107 | OVEN TEMP CHAMBER HOT COLD | 378 | 473 | 510 | YES | NO | -42 to +130C
TEST EQUITY | 115 | OVEN TEMP CHAMBER HOT COLD | 378 | 473 | 510 | YES | NO | -73 to +175C
TEST EQUITY | 140 | OVEN TEMP CHAMBER HOT COLD | 378 | 473 | 510 | YES | NO | -73 to +175C
TEST EQUITY | 1007C | OVEN TEMP CHAMBER HOT COLD | 378 | 473 | 510 | YES | NO | -73 to +175C
TEST EQUITY | 1007H | OVEN TEMP CHAMBER HOT COLD | 378 | 473 | 510 | YES | NO | -73 to +175C
TEST EQUITY | 1007S | OVEN TEMP CHAMBER HOT COLD | 378 | 473 | 510 | YES | NO | -73 to +175C
TEST EQUITY | 1016C | OVEN TEMP CHAMBER HOT COLD | 378 | 473 | 510 | YES | NO | -73 to +175C
TEST EQUITY | 1016H | OVEN TEMP CHAMBER HOT COLD | 378 | 473 | 510 | YES | NO | -73 to +175C
TEST EQUITY | 1016S | OVEN TEMP CHAMBER HOT COLD | 378 | 473 | 510 | YES | NO | -73 to +175C
TEST EQUITY | 1027C | OVEN TEMP CHAMBER HOT COLD | 378 | 473 | 510 | YES | NO | -73 to +175C
TEST EQUITY | 1027H | OVEN TEMP CHAMBER HOT COLD | 378 | 473 | 510 | YES | NO | -73 to +175C
TEST EQUITY | 1027S | OVEN TEMP CHAMBER HOT COLD | 378 | 473 | 510 | YES | NO | -73 to +175C
TEST EQUITY | 105A | OVEN TEMP CHAMBER HOT COLD | 378 | 473 | 510 | YES | NO | -40 to +130C
TEST EQUITY | 115A | OVEN TEMP CHAMBER HOT COLD | 378 | 473 | 510 | YES | NO | -73 to +175C
TEST EQUITY | 115F | OVEN TEMP CHAMBER HOT COLD | 378 | 473 | 510 | YES | NO | -73 to +175C
TEST EQUITY | 123C | OVEN TEMP CHAMBER HOT COLD | 378 | 473 | 510 | YES | NO | -68 to +175C
TEST EQUITY | 123H | OVEN TEMP CHAMBER HOT COLD | 378 | 473 | 510 | YES | NO | -68 to +175C
TEST EQUITY | 123S | OVEN TEMP CHAMBER HOT COLD | 378 | 473 | 510 | YES | NO | -68 to +175C
TEST EQUITY | 3007C | OVEN TEMP CHAMBER HOT COLD | 378 | 473 | 510 | YES | NO | -73 to +175C
TEST EQUITY | FS2-1 | OVEN | 378 | 473 | 510 | YES | NO | Accredited Up to +400oC
TEST EQUITY | HALF-CUBE | OVEN TEMP CHAMBER HOT COLD | 378 | 473 | 510 | YES | NO | Accredited Up to +400oC
TEST EQUITY | TEC1 | OVEN TEMP CHAMBER HOT COLD | 378 | 473 | 510 | YES | NO | +10 to +60C
TEST SYSTEMS INTERNATIONAL | AT-25 | SHOT DURATION TIMER | 126 | 158 | NA | NO | NO
TESTEQUITY | 105 | TEMPERATURE CHAMBER | 378 | 473 | 510 | YES | NO | Accredited Up to +400oC
TESTEQUITY | 107 | TEMPERATURE CHAMBER | 378 | 473 | 510 | YES | NO | Accredited Up to +400oC
TESTEQUITY | 115 | TEMPERATURE CHAMBER | 378 | 473 | 510 | YES | NO | Accredited Up to +400oC
TESTEQUITY | 115A | TEMPERATURE CHAMBER | 378 | 473 | 510 | YES | NO | Accredited Up to +400oC
TESTEQUITY | 123H | TEMPERATURE CHAMBER | 378 | 473 | 510 | YES | NO | Accredited Up to +400oC
TESTEQUITY | FS2-1 | TEMPERATURE CHAMBER | 378 | 473 | 510 | YES | NO | Accredited Up to +400oC
TESTO | 425 | AIR FLOW METER THERMAL W PROBE | 207 | 259 | NA | NO | NO
TESTO | 470 | TACHOMETER | 168 | 210 | 227 | YES | NO | MU RPM using Time Mk on 5520A
TESTO | 645 | DEWPOINT INDICATOR | 242 | 303 | NA | NO | NO
TESTO | 605I | THERMOMETER/HYGROMETER | 242 | 303 | NA | NO | NO
THERMAL SYSTEMS, INC. | TS2418HT | OVEN | 378 | 473 | 510 | YES | NO | Accredited Up to +400oC
THERMCO PRODUCTS | VARIOUS | LIQUID IN GLASS THERMOMETER PARTIAL IMMERSION | 168 | 210 | 227 | YES | NO | Only Accept -15C to +90C Range
THERMCO PRODUCTS | VARIOUS | LIQUID IN GLASS THERMOMETER PARTIAL IMMERSION | 168 | 210 | 227 | YES | NO | Only Accept -15C to +90C Range
THERMCO PRODUCTS | VARIOUS | LIQUID IN GLASS THERMOMETER TOTAL IMMERSION | 0 | 0 | NA | NO | NO | DO NOT ACCEPT TOTAL IMMERSION
THERMCO PRODUCTS | VARIOUS | LIQUID IN GLASS THERMOMETER TOTAL IMMERSION | 0 | 0 | NA | NO | NO | DO NOT ACCEPT TOTAL IMMERSION
THERMO ELECTRIC | S200-8-3T36-N-M | TEMP PROBE THERMOCOUPLE SURFACE WAFER | 126 | 158 | 170 | YES | NO
THERMO FISHER | 1415 | INCUBATOR/SHAKER | 336 | 420 | NA | NO | NO
THERMO FISHER | 7400 | CRYOGENIC FREEZER | 420 | 525 | 567 | YES | NO
THERMO FISHER | 7404 | CRYOPLUS 3 STORAGE SYS | 420 | 525 | 567 | YES | NO
THERMO FISHER | 7406 | CRYOGENIC FREEZER | 420 | 525 | 567 | YES | NO
THERMO FISHER | 7454 | CONTROLLED RATE FREEZER | 420 | 525 | 567 | YES | NO
THERMO FISHER | 23210678 | AUTOCLAVE | 336 | 420 | NA | NO | NO
THERMO FISHER | 75007685 | CENTRIFUGE | 336 | 420 | NA | NO | NO
THERMO FISHER | 75016051 | CENTRIFUGE | 336 | 420 | NA | NO | NO
THERMO FISHER | 75118385 | CENTRIFUGE | 336 | 420 | NA | NO | NO
THERMO FISHER | 75193839 | CENTRIFUGE | 336 | 420 | NA | NO | NO
THERMO FISHER | 155AT0V01A | ULTRALOW UPRIGHT FREEZER | 420 | 525 | 567 | YES | NO
THERMO FISHER | 20LREERSA | LAB REFRIGERATOR | 420 | 525 | 567 | YES | NO
THERMO FISHER | 3950ETO | Incubator- CUSTOM ENVIR CHAMBER | 378 | 473 | 510 | YES | NO | Accredited Up to +400oC
THERMO FISHER | BIOS 16 | CENTRIFUGE | 336 | 420 | NA | NO | NO
THERMO FISHER | DC30 | THERMAL IMMERSION CIRCULATOR | 378 | 473 | 510 | YES | NO
THERMO FISHER | DT85 | DATALOGGER | 504 | 630 | 680 | YES | NO
THERMO FISHER | HERACELL VIOS 160I | Incubator OVEN | 378 | 473 | 510 | YES | NO | Accredited Up to +400oC
THERMO FISHER | HP130915 | TEMP HOT PLATE | 252 | 315 | NA | NO | NO
THERMO FISHER | HP131535 | HEAT PLATE | 252 | 315 | NA | NO | NO
THERMO FISHER | HPA1910M | TEMP HOT PLATE | 252 | 315 | NA | NO | NO
THERMO FISHER | MH45PA-GAEE-TS | General Purpose & Chromatography Refrigerator | 420 | 525 | 567 | YES | NO
THERMO FISHER | MIST-B | WALKIN COOLER | 420 | 525 | 567 | YES | NO
THERMO FISHER | MULTIFUGE X1 | BENCHTOP CENTRIFUGE | 336 | 420 | NA | NO | NO
THERMO FISHER | OGS60 | GENERAL LAB OVEN | 378 | 473 | 510 | YES | NO | Accredited Up to +400oC
THERMO FISHER | ORION STAR A211 | PH METER | 117 | 146 | NA | NO | NO
THERMO FISHER | PICO 21 | CENTRIFUGE | 336 | 420 | NA | NO | NO
THERMO FISHER | REL5004A | REFRIGERATOR | 420 | 525 | 567 | YES | NO
THERMO FISHER | RLE60086A | FREEZER | 420 | 525 | 567 | YES | NO
THERMO FISHER | SHKE8000-7 | SHAKER | 336 | 420 | NA | NO | NO
THERMO FISHER | SLP-49-TS | REFRIGERATOR | 420 | 525 | 567 | YES | NO
THERMO FISHER | SORVALL LEGEND XFR | CENTRIFUGE | 336 | 420 | NA | NO | NO
THERMO FISHER | SORVALL LEGEND XFR | CENTRIFUGE | 336 | 420 | NA | NO | NO
THERMO FISHER | SP88857190 | HOT PLATE W STIRRER | 252 | 315 | NA | NO | NO
THERMO FISHER | ST8R | CENTRIFUGE | 336 | 420 | NA | NO | NO
THERMO FISHER | TSX3003FA | REFRIGERATOR | 420 | 525 | 567 | YES | NO
THERMO FISHER | TSX3030FA | FREEZER | 420 | 525 | 567 | YES | NO
THERMO FISHER | TSX5005SA | Refrigerator 50CF | 420 | 525 | 567 | YES | NO
THERMO FISHER | TSX50086A | ULTRALOW UPRIGHT FREEZER | 420 | 525 | 567 | YES | NO
THERMO FISHER | TSX60086A | FREEZER | 420 | 525 | 567 | YES | NO
THERMO FISHER | TSX60086AED | FREEZER (-80c) TSX ULT 600-box | 420 | 525 | 567 | YES | NO
THERMO FISHER | ULT3030A | FREEZER -20C | 420 | 525 | 567 | YES | NO
THERMO FISHER | UT-20P | OVEN | 378 | 473 | 510 | YES | NO | Accredited Up to +400oC
THERMO FISHER | XBF40D-MD | PLASMA BLAST FREEZER | 420 | 525 | 567 | YES | NO
THERMO FISHER | XFR TX-1000 | CENTRIFUGE | 336 | 420 | NA | NO | NO
THERMOFORMA | 7452 | CONTROLLED RATE FREEZER | 420 | 525 | 567 | YES | NO
THERMOLYNE | CP-13318 | TEMP CONTROLLER | 126 | 158 | 170 | YES | NO
THERMOLYNE | PM20700 | TEMP METER THERMOCOUPLE | 168 | 210 | 227 | YES | NO
THERMOLYNE | SP73235 | HOT PLATE | 252 | 315 | NA | NO | NO
THERMONICS | T-2420 | TEMP FORCER | 420 | 525 | 567 | YES | NO
THERMONICS | T-2500E | TEMP FORCER | 420 | 525 | 567 | YES | NO
THERMONICS | T-2500SE | TEMP FORCER | 420 | 525 | 567 | YES | NO
THERMOPRO | TP358 | TEMP & HUMIDITY MONITOR | 242 | 303 | NA | NO | NO
THERMOPRO | TP50 | DIGITAL HYGROMETER/THERMOMETER | 242 | 303 | NA | NO | NO
THERMOTRON | 2800 | TEMP CONTROLLER | 126 | 158 | 170 | YES | NO
THERMOTRON | 012005 | TEMP CONTROLLER ALARM | 126 | 158 | 170 | YES | NO
THERMOTRON | PRODUCT SAVER | TEMP CONTROLLER ALARM | 126 | 158 | 170 | YES | NO
THERMOTRON | S-1.0 | OVEN TEMP CHAMBER HOT COLD | 378 | 473 | 510 | YES | NO | -40 to +130C
THERMOTRON | S-1.2C | OVEN TEMP CHAMBER HOT COLD | 378 | 473 | 510 | YES | NO | -73 to +180C
THERMOTRON | S-1.5C | OVEN TEMP CHAMBER HOT COLD | 378 | 473 | 510 | YES | NO | -73 to +180C
THERMOTRON | S-16 | OVEN TEMP CHAMBER HOT COLD | 378 | 473 | 510 | YES | NO | -68 to +180C
THERMOTRON | S-27 | OVEN TEMP CHAMBER HOT COLD | 378 | 473 | 510 | YES | NO | -68 to +180C
THERMOTRON | S-32-2-2 | OVEN TEMP CHAMBER HOT COLD | 378 | 473 | 510 | YES | NO | -68 to +180C
THERMOTRON | S-32-2-3 | OVEN TEMP CHAMBER HOT COLD | 378 | 473 | 510 | YES | NO | -68 to +180C
THERMOTRON | S-4 | OVEN TEMP CHAMBER HOT COLD | 378 | 473 | 510 | YES | NO | -68 to +180C
THERMOTRON | S-5.5C | OVEN TEMP CHAMBER HOT COLD | 378 | 473 | 510 | YES | NO | -68 to +110C
THERMOTRON | S-8 | OVEN TEMP CHAMBER HOT COLD | 378 | 473 | 510 | YES | NO | -68 to +180C
THERMOTRON | S-8-3800 | CHAMBER W/ CHART RECORDER | 378 | 473 | 510 | YES | NO | Accredited Up to +400oC
THERMOTRON | SM-1.0 | OVEN TEMP HUMIDITY CHAMBER HOT COLD | 462 | 578 | 624 | YES | NO | -40 to +130C Accred Temp Only
THERMOTRON | SM-16 | OVEN TEMP HUMIDITY CHAMBER HOT COLD | 462 | 578 | 624 | YES | NO | -68 to +180C Accred Temp Only
THERMOTRON | SM-27 | OVEN TEMP HUMIDITY CHAMBER HOT COLD | 462 | 578 | 624 | YES | NO | -68 to +180C Accred Temp Only
THERMOTRON | SM-3.5S | OVEN TEMP HUMIDITY CHAMBER HOT COLD | 462 | 578 | 624 | YES | NO | -18 to +110C Accred Temp Only
THERMOTRON | SM-32-2-2 | OVEN TEMP HUMIDITY CHAMBER HOT COLD | 462 | 578 | 624 | YES | NO | -68 to +180C Accred Temp Only
THERMOTRON | SM-32-2-3 | OVEN TEMP HUMIDITY CHAMBER HOT COLD | 462 | 578 | 624 | YES | NO | -68 to +180C Accred Temp Only
THERMOTRON | SM-32-8200 | ENVIRONMENTAL CHAMBER | 462 | 578 | 624 | YES | NO | Accred Temp Only Up to +400C
THERMOTRON | SM-4 | OVEN TEMP HUMIDITY CHAMBER HOT COLD | 462 | 578 | 624 | YES | NO | -40 to +180C Accred Temp Only
THERMOTRON | SM-5.5C | OVEN TEMP HUMIDITY CHAMBER HOT COLD | 462 | 578 | 624 | YES | NO | -68 to +180C Accred Temp Only
THERMOTRON | SM-8 | OVEN TEMP HUMIDITY CHAMBER HOT COLD | 462 | 578 | 624 | YES | NO | -68 to +180C Accred Temp Only
THERMOTRON | SM-8C | OVEN TEMP HUMIDITY CHAMBER HOT COLD | 462 | 578 | 624 | YES | NO | -77 to +177C Accred Temp Only
THERMOWORKS | MICROCAL 2K | TYPE K THERMOCOUPLE | 210 | 263 | 284 | YES | NO
THERMOWORKS | SAF-T-LOG | THERMOMETER | 168 | 210 | 227 | YES | NO | Probe Calibrated Separately
THERMOWORKS | THERMA WATERPROOF | THERMOMETER | 168 | 210 | 227 | YES | NO | Probe Calibrated Separately
THERMOWORKS | THS-221-910 | THERMOMETER WITH PROBE | 252 | 315 | 340 | YES | NO
THERMOWORKS | THS-232-101 | THERMOMETER | 168 | 210 | 227 | YES | NO | Probe Calibrated Separately
THINKY CORPORATION | ARV-310 | CENTRIFUGE | 336 | 420 | NA | NO | NO
THOMAS & BETTS | WT-440 | CRIMPER KIT | 69 | 86 | NA | NO | NO
THOMAS & BETTS | ERG-2002 | CRIMPER | 69 | 86 | NA | NO | NO
THOMAS & BETTS | TBM45S | CRIMPER | 69 | 86 | NA | NO | NO
THOMAS & BETTS | ERG-2002 | CRIMPER | 69 | 86 | NA | NO | NO
THOMAS & BETTS | TBM45S | CRIMPER | 69 | 86 | NA | NO | NO
THOMAS & BETTS | TBM6S | CRIMPER | 69 | 86 | NA | NO | NO
THOMAS & BETTS | WT 145C | CRIMPER | 69 | 86 | NA | NO | NO
THOMAS INSTRUMENTS | 109 | MULTIMETER BLASTER | 126 | 158 | 170 | YES | NO
THOMAS INSTRUMENTS | 109SC | SHUNT | 168 | 210 | NA | NO | NO
THOMAS SCIENTIFIC | 4262 | TACHOMETER LASER | 168 | 210 | 227 | YES | NO | MU RPM using Time Mk on 5520A
THOMAS SCIENTIFIC | 87788-T58 | TIMER STOPWATCH | 126 | 158 | NA | NO | NO
THOMAS SCIENTIFIC | 9371W52 | TIMER | 126 | 158 | NA | NO | NO
THORLABS | PM20CH | FIBER OPTIC POWER METER | 210 | 263 | NA | NO | NO
THORNTON | 1854 | RESISTANCE CALIBRATOR | 252 | 315 | 340 | YES | NO
THORNTON | 1854-01 | RESISTANCE CALIBRATOR | 252 | 315 | 340 | YES | NO | FOR THORNTON MONITORS
THORNTON | 1854-02 | RESISTANCE CALIBRATOR | 252 | 315 | 340 | YES | NO
THORNTON | 1854-03 | RESISTANCE CALIBRATOR | 252 | 315 | 340 | YES | NO
THORNTON | 1854-04 | RESISTANCE CALIBRATOR | 252 | 315 | 340 | YES | NO
THORNTON | 1864-01 | RESISTANCE CALIBRATOR | 252 | 315 | 340 | YES | NO
THORNTON | 1864-02 | RESISTANCE CALIBRATOR | 252 | 315 | 340 | YES | NO
THORNTON | 1864-03 | RESISTANCE CALIBRATOR | 252 | 315 | 340 | YES | NO
THORNTON | 1864-04 | RESISTANCE CALIBRATOR | 252 | 315 | 340 | YES | NO
THORNTON | 1865-04 | RESISTIVITY MEASURING SYSTEM | 252 | 315 | 340 | YES | NO
THORNTON | 240-201 | CONDUCTIVITY SENSOR | 0 | 0 | NA | NO | NO | Vendor Only
THORNTON | 58-082-300 | RESISTANCE M300 CONDUCTIVITY CALIBRATION MODULE | 252 | 315 | 340 | YES | NO
THORNTON | 58-082-305 | CONDUCTIVITY CALIBRATOR | 252 | 315 | 340 | YES | NO
THORNTON | M300 | RESISTANCE CALIBRATOR | 252 | 315 | 340 | YES | NO
THORNTON | M300 /58082300 | CALIBRATOR | 252 | 315 | 340 | YES | NO
THREAD CHECK | 1/4-20 UNC-2A | THREAD SET PLUG GAUGE GO | 69 | 86 | NA | NO | NO
THREAD CHECK | 1/4-28 UNF-2B | THREAD PLUG GAUGE GO NOGO | 69 | 86 | NA | NO | NO
THREAD CHECK | 10-32 UNF-2A | THREAD RING GAUGE GO | 69 | 86 | NA | NO | NO
THREAD CHECK | 2-56 UNC-2A | THREAD RING GAUGE GO | 69 | 86 | NA | NO | NO
THREAD CHECK | 4-40 UNC-2A | THREAD RING GAUGE GO | 69 | 86 | NA | NO | NO
THREAD CHECK | 6-32 UNC-2A | THREAD RING GAUGE GO | 69 | 86 | NA | NO | NO
THREAD CHECK | 8-32 UNC-2A | THREAD RING GAUGE GO | 69 | 86 | NA | NO | NO
THREAD CHECK | M14x2.0-6g | THREAD SET PLUG GAUGE GO NOGO | 69 | 86 | NA | NO | NO
THREAD CHECK | M2.5x0.45-6g | THREAD RING GAUGE GO | 69 | 86 | NA | NO | NO
THREAD CHECK | M2x0.4-6g | THREAD RING GAUGE GO | 69 | 86 | NA | NO | NO
THREAD CHECK | M3x0.5-6g | THREAD SET PLUG GAUGE GO NOGO | 69 | 86 | NA | NO | NO
THREAD CHECK | M3x0.5-6H | THREAD PLUG GAUGE GO NOGO | 69 | 86 | NA | NO | NO
THREAD CHECK | M4x0.7-6g | THREAD RING GAUGE GO | 69 | 86 | NA | NO | NO
THREAD CHECK | M5x0.8-6g | THREAD RING GAUGE GO | 69 | 86 | NA | NO | NO
THREAD CHECK INC | M3x.5-6H | THREAD PLUG GAUGE GO NOGO | 69 | 86 | NA | NO | NO
THREADCHECK | 1/4-18 NPT | RING GAUGE | 69 | 86 | NA | NO | NO
THREADS | 1/2-13 UNC-2B | THREAD PLUG GAUGE GO NOGO | 69 | 86 | NA | NO | NO
THREADS | 1/2-14 NPT | THREAD PLUG GAUGE | 69 | 86 | NA | NO | NO
THREADS | 11/16-11 UNS-2B | THREAD PLUG GAUGE GO NOGO | 69 | 86 | NA | NO | NO
THREADS | 3/8-16 UNC-2B | THREAD PLUG GAUGE GO NOGO | 69 | 86 | NA | NO | NO
THREDCO | 1 1/2-11 1/2 NPT | THREAD PLUG GAUGE | 69 | 86 | NA | NO | NO
THREDCO | 1/2-13 UNC-2A | THREAD RING GAUGE NOGO | 69 | 86 | NA | NO | NO
THREDCO | 1/2-14 NPT | THREAD PLUG GAUGE | 69 | 86 | NA | NO | NO
THREDCO | 1/4-20 UNC-2A | THREAD RING GAUGE NOGO | 69 | 86 | NA | NO | NO
THREDCO | 1/4-28 UNF-2A | THREAD RING GAUGE GO | 69 | 86 | NA | NO | NO
THREDCO | 1/4-28 UNF-3A | THREAD RING GAUGE GO NOGO | 69 | 86 | NA | NO | NO
THREDCO | 10-24 UNC-2A | THREAD RING GAUGE GO | 69 | 86 | NA | NO | NO
THREDCO | 10-32 UNF-2A | THREAD RING GAUGE NOGO | 69 | 86 | NA | NO | NO
THREDCO | 1-11 1/2 NPT | THREAD PLUG GAUGE | 69 | 86 | NA | NO | NO
THREDCO | 1-12 UNF-2A | THREAD RING GAUGE GO | 69 | 86 | NA | NO | NO
THREDCO | 3/4-16 UNF-2B | THREAD PLUG GAUGE GO NOGO | 69 | 86 | NA | NO | NO
THREDCO | 3/8-16 UNC-2A | THREAD RING GAUGE NOGO | 69 | 86 | NA | NO | NO
THREDCO | 3/8-24 UNF-2A | THREAD RING GAUGE GO | 69 | 86 | NA | NO | NO
THREDCO | 5/16-18 UNC-2A | THREAD RING GAUGE GO | 69 | 86 | NA | NO | NO
THREDCO | 5/8-18 UNF-2A | THREAD RING GAUGE GO | 69 | 86 | NA | NO | NO
THREDCO | 6-32 UNC-2A | THREAD RING GAUGE GO | 69 | 86 | NA | NO | NO
THREDCO | 7/16-20 UNF-2A | THREAD RING GAUGE GO | 69 | 86 | NA | NO | NO
THREDCO | 9/16-18 UNF-2A | THREAD PLUG GAUGE NOGO | 69 | 86 | NA | NO | NO
THREDCO | M12x1.25-6H | THREAD PLUG GAUGE GO NOGO | 69 | 86 | NA | NO | NO
THREDCO | M12x1.75-6H | THREAD PLUG GAUGE GO NOGO | 69 | 86 | NA | NO | NO
THREDCO | M4x0.7-6g | THREAD RING GAUGE GO | 69 | 86 | NA | NO | NO
THREDCO | M8x1.0-6H | THREAD PLUG GAUGE GO NOGO | 69 | 86 | NA | NO | NO
THUNDER SCIENTIFIC | 2500 | HUMIDITY CALIBRATOR | 2285 | 2856 | NA | NO | NO | DATA ONLY
THUNDER SCIENTIFIC | 2500ST | HUMIDITY CHAMBER | 2285 | 2856 | NA | NO | NO
TIARA MEDICAL SYSTEMS | TMS-13600 | PRESSURE VACUUM GAUGE | 69 | 86 | NA | NO | NO
TIC | AN/ARM-201 SERIES | RAMP TEST SET | 0 | 0 | NA | NO | NO | VENDOR (Need ILS/VOR Standard)
TIC | T-30CM SERIES | RAMP TEST SET | 0 | 0 | NA | NO | NO | VENDOR (Need ILS/VOR Standard)
TIC | T-30D | RAMP TEST SET | 0 | 0 | NA | NO | NO | VENDOR (Need ILS/VOR Standard)
TIC | T-30D MOD 1 | RAMP TEST SET | 0 | 0 | NA | NO | NO | VENDOR (Need ILS/VOR Standard)
TIC | T-36C | NAV/COM TEST SET | 0 | 0 | NA | NO | NO | VENDOR (Need ILS/VOR Standard)
TIC | T-36M | NAV/COM TEST SET | 0 | 0 | NA | NO | NO | VENDOR (Need ILS/VOR Standard)
TIC | T-49C | TEST SET, RAMP TRANSPONDER | 462 | 578 | NA | NO | NO
TIC | TAP-135 | ANTENNA COUPLER | 210 | 263 | NA | NO | NO
TIC | TAP-200 | ANTENNA COUPLER | 210 | 263 | NA | NO | NO
TIC | TR-100AF | MULTI-FUNCTION TEST SET | 462 | 578 | NA | NO | NO
TIC | TR-220 | MULTI-FUNCTION TEST SET | 462 | 578 | NA | NO | NO
TIETZSCH | HS5 | MULTISAFE PROBE (HV METER) | 168 | 210 | NA | NO | NO
TIF INSTRUMENTS | 9010 | SCALE | 207 | 259 | NA | NO | NO | 110 LB 50 KG - In Lab Only
TIF INSTRUMENTS | 9010A | ELECTRIC CHARGING SCALE | 207 | 259 | NA | NO | NO
TIF INSTRUMENTS | IT990 | MEGOHMMETER | 168 | 210 | 227 | YES | NO
TIGER | 3MTR | HOIST CHAIN | 173 | 216 | NA | NO | NO
TILSWALL | IR02B | INFRARED THERMOMETER | 168 | 210 | NA | NO | NO
TIME ELECTRONICS | 1006 | DC MILLIVOLT SOURCE | 210 | 263 | 284 | YES | NO
TIME ELECTRONICS | 1007 | DC MILLIVOLT POT & SOURCE | 210 | 263 | 284 | YES | NO
TIME ELECTRONICS | 1067 | RESISTANCE DECADE BOX | 210 | 263 | 284 | YES | NO
TIME ELECTRONICS | 8000 | RESISTANCE DECADE BOX | 210 | 263 | 284 | YES | NO
TIME GROUP INC | TH210 | HARDNESS TESTER | 117 | 146 | NA | NO | NO
TIMING SOLUTIONS | 5120A | PHASE NOISE TEST SET | 756 | 945 | NA | NO | NO
TINIUS OLSEN | AOB | HARDNESS TESTER | 117 | 146 | NA | NO | NO
TIP TEMP | EL-USB-TC | DATALOGGER THERMOCOUPLE | 294 | 368 | 397 | YES | NO
TIREMAN | TM600 | TORQUE WRENCH | 69 | 86 | 93 | YES | NO | Check Range. Accredited ONLY Up to 250 FtLbs
TIREMAN | TM750 | TORQUE WRENCH | 69 | 86 | 93 | YES | NO | Check Range. Accredited ONLY Up to 250 FtLbs
TITAN | 6" | CALIPER | 69 | 86 | 93 | YES | NO | 6 INCH
TM ELECTRONICS | LT-V015-EFX | LEAK DETECTOR | 138 | 173 | NA | NO | NO
TM ELECTRONICS | S1A-L2-VAC | VACUUM LEAK TESTER | 242 | 303 | NA | NO | NO
TOA ELECTRONICS | SM-8203 | MEGOHMMETER | 168 | 210 | 227 | YES | NO
TOHNICHI | 12RTD-A | TORQUE DRIVER | 69 | 86 | 93 | YES | NO | Check Range. Accredited ONLY Up to 250 FtLbs
TOHNICHI | 3RNTD | TORQUE WRENCH | 69 | 86 | 93 | YES | NO | Check Range. Accredited ONLY Up to 250 FtLbs
TOHNICHI | 3RTD | TORQUE DRIVER | 69 | 86 | 93 | YES | NO | Check Range. Accredited ONLY Up to 250 FtLbs
TOHNICHI | 450DB3 | TORQUE METER | 69 | 86 | 93 | YES | NO | Check Range. Accredited ONLY Up to 250 FtLbs
TOHNICHI | 50RTD | TORQUE WRENCH | 69 | 86 | 93 | YES | NO | Check Range. Accredited ONLY Up to 250 FtLbs
TOHNICHI | 6BTG | TORQUE WRENCH | 69 | 86 | 93 | YES | NO | Check Range. Accredited ONLY Up to 250 FtLbs
TOHNICHI | ATG2.4ZS | TORQUE WATCH | 69 | 86 | 93 | YES | NO | Check Range. Accredited ONLY Up to 250 FtLbs
TOHNICHI | ATG36Z | TORQUE WATCH | 69 | 86 | 93 | YES | NO | Check Range. Accredited ONLY Up to 250 FtLbs
TOHNICHI | BTG12OZ | TORQUE | 69 | 86 | 93 | YES | NO | Check Range. Accredited ONLY Up to 250 FtLbs
TOHNICHI | FTD100CN2-S | DIAL TORQUE SCREWDRIVER 20-100 CN.M | 69 | 86 | 93 | YES | NO
TOHNICHI | FTD400CN2-S | DIAL TORQUE SCREWDRIVER 80-400 CN.M | 69 | 86 | 93 | YES | NO
TOHNICHI | QL25N | TORQUE WRENCH | 69 | 86 | 93 | YES | NO | Check Range. Accredited ONLY Up to 250 FtLbs
TOHNICHI | QSP140N | TORQUE WRENCH | 69 | 86 | 93 | YES | NO | Check Range. Accredited ONLY Up to 250 FtLbs
TOHNICHI | RNTD30CN | TORQUE WRENCH | 69 | 86 | 93 | YES | NO | Check Range. Accredited ONLY Up to 250 FtLbs
TOHNICHI | RNTD60CN | TORQUE WRENCH | 69 | 86 | 93 | YES | NO | Check Range. Accredited ONLY Up to 250 FtLbs
TOHNICHI | RTD500CN | TORQUE DRIVER | 69 | 86 | 93 | YES | NO | Check Range. Accredited ONLY Up to 250 FtLbs
TOHNICHI | RTD5OZ | TORQUE DRIVER | 69 | 86 | 93 | YES | NO | Check Range. Accredited ONLY Up to 250 FtLbs
TOKY | TE SERIES | TEMP CONTROLLER | 126 | 158 | 170 | YES | NO
TOLEDO | 3410 | SCALE | 124 | 155 | NA | NO | NO | 40 LB
TOLEDO | 8572 | SCALE | 124 | 155 | NA | NO | NO | 25 LB
TOLTEQ | MAL500-1 | TORQUE SCREWDRIVER | 69 | 86 | 93 | YES | NO | Check Range. Accredited ONLY Up to 250 FtLbs
TOOL TESTING LAB INC. | TTL-300-DPSI | PRESSURE GAUGE | 69 | 86 | NA | NO | NO | 300 PSI
TOOLMAKER | TM-111 | MICROSCOPE | 276 | 345 | NA | NO | NO
TOOLMAKER | UNKNOWN | MICROSCOPE | 276 | 345 | NA | NO | NO
TOPWARD | 8110 | FUNCTION GENERATOR | 210 | 263 | NA | NO | NO
TOPWARD | 8150 | FUNCTION GENERATOR | 210 | 263 | NA | NO | NO
TOPWARD | 3302D | DC POWER SUPPLY | 168 | 210 | 227 | YES | NO
TOPWARD | 3601D | DC POWER SUPPLY | 168 | 210 | 227 | YES | NO
TOPWARD | 6303D | DC POWER SUPPLY | 168 | 210 | 227 | YES | NO
TOPWARD | 6603D | DC POWER SUPPLY | 168 | 210 | 227 | YES | NO
TORCH | R200A | OVEN REFLOW | 378 | 473 | 510 | YES | NO | Accredited Up to +400oC
TORIN | 150 FT/LBS | TORQUE WRENCH | 69 | 86 | 93 | YES | NO | Check Range. Accredited ONLY Up to 250 FtLbs
TORQUE CONTROLS INC | TCI-150 | TORQUE WRENCH | 69 | 86 | 93 | YES | NO | 150 IN LB
TORQUELEADER | TT250 | TORQUE DRIVER | 69 | 86 | 93 | YES | NO | Check Range. Accredited ONLY Up to 250 FtLbs
TORREY | PC-40L | BALANCE | 124 | 155 | NA | NO | NO
TPI | 153 | DMM HANDHELD | 126 | 158 | 170 | YES | NO
TPI | 460 | OSCILLOSCOPE SCOPEMETER | 336 | 420 | 454 | YES | NO | 0.020 GHZ
TPI | ADF25 | PROBE DIFFERENTIAL | 168 | 210 | 227 | YES | NO
TPI | ADF25A | PROBE DIFFERENTIAL | 168 | 210 | 227 | YES | NO
TPI | ADF25B | PROBE DIFFERENTIAL | 168 | 210 | 227 | YES | NO
TPI | ADF25C | PROBE DIFFERENTIAL | 168 | 210 | 227 | YES | NO
TQC | HANG ON | CONVEYER GROUND TESTER | 168 | 210 | 227 | YES | NO
TRAINER SCALE | TSM10-44 | SCALE LARGE X | 345 | 431 | NA | NO | NO | 10000 LB - Not Normally Available
TRALIFT | NONE | CHAIN HOIST | 173 | 216 | NA | NO | NO
TRANSCAT | 7010T | DECADE BOX | 210 | 263 | 284 | YES | NO
TRANSCELL TECHNOLOGY | CS-6 | SCALE | 124 | 155 | NA | NO | NO | 6 LB
TRANSCELL TECHNOLOGY | CSM-12 | SCALE | 124 | 155 | NA | NO | NO | 12 LB
TRANSCELL TECHNOLOGY | SRP300 | SCALE | 124 | 155 | NA | NO | NO
TRANSCELL TECHNOLOGY | TI500E | SCALE INDICATOR | 0 | 0 | NA | NO | NO | Display - Price per transducer
TRANSMATION | 1028 | PROCESS CALIBRATOR DC CURRENT | 210 | 263 | 284 | YES | NO
TRANSMATION | 1070 | PROCESS CALIBRATOR FREQUENCY | 210 | 263 | 284 | YES | NO
TRANSMATION | CHECKMATE 200 | PROCESS CALIBRATOR DC VOLTS | 210 | 263 | 284 | YES | NO
TRANSMATION, INC. | 1074 | PROCESS CALIBRATOR RTD | 210 | 263 | 284 | YES | NO
TRANSMILLE | 8104 | ADVANCED MULTIMETER | 714 | 893 | NA | NO | NO
TRANSTEC | 1"x1"x9" | LASER TARGET SURFACE | 69 | 86 | NA | NO | NO
TRANSTEC GROUP | 22.5° | ANGLE BLOCK | 69 | 86 | NA | NO | NO
TREE SCALE | MCT-16 | SCALE | 124 | 155 | NA | NO | NO | 16 LB
TREE SCALE | MCT-3 | SCALE | 124 | 155 | NA | NO | NO | 3 LB
TREE SCALE | MCT-33 | SCALE | 124 | 155 | NA | NO | NO | 33 LB
TREE SCALE | MCT-66 | SCALE | 124 | 155 | NA | NO | NO | 66 LB
TREE SCALE | MCT-7 | SCALE | 124 | 155 | NA | NO | NO | 7 LB
TREK | 520 | NON-CONTACT ELECTROSTATIC VOLTMETER | 168 | 210 | NA | NO | NO
TREK | 876 | ESD FIELD METER | 168 | 210 | NA | NO | NO
TREK | 156A-CE | ESD CHARGED PLATE MONITOR | 294 | 368 | 397 | YES | NO | MU Meter Volts only
TREK | 158A | CHARGED PLATE MONITOR | 294 | 368 | 397 | YES | NO
TREND | 20/240 F | TEMP METER THERMOMETER BIMETALLIC | 168 | 210 | 227 | YES | NO
TREND | CR3205E | TEMP METER THERMOMETER BIMETALLIC | 168 | 210 | 227 | YES | NO
TRESNA | 0-200mm | CALIPER | 69 | 86 | 93 | YES | NO | 200 MM
TRESNA | 0-25mm | MICROMETER POINT | 69 | 86 | 93 | YES | NO | 1 INCH
TRESNA INSTRUMENTS | 8 | CALIPER | 69 | 86 | 93 | YES | NO | 8 INCH
TRIMOS | 60901025 | BLOCK CALIBRATION | 69 | 86 | NA | NO | NO
TRIMOS | 4" | SET MASTER | 69 | 86 | NA | NO | NO | 4 INCH
TRIMOS | 500A | HEIGHT GAUGE | 124 | 155 | NA | NO | NO
TRIMOS | MT 600 | HEIGHT GAUGE DIGITAL | 124 | 155 | NA | NO | NO | 24 INCH
TRIMOS | TVA20-1337 | BLOCK CALIBRATION | 69 | 86 | NA | NO | NO
TRIMOS | TVD1100A | HEIGHT GAUGE DIGITAL | 124 | 155 | NA | NO | NO | 36 INCH
TRIMOS | V 600 C | HEIGHT GAUGE DIGITAL | 124 | 155 | NA | NO | NO | 24 INCH
TRIMOS | V1000+ | HEIGHT GAGE | 124 | 155 | NA | NO | NO
TRIMOS | V1000C | HEIGHT GAUGE DIGITAL | 166 | 208 | NA | NO | NO | 40 INCH
TRIMOS | VL600 | HEIGHT GAUGE | 124 | 155 | NA | NO | NO | 24 INCH
TRIMOS/FOWLER | V604 | HEIGHT GAUGE | 124 | 155 | NA | NO | NO | 24 INCH
TRINCO | 0-160 PSI | PRESSURE GAUGE | 69 | 86 | NA | NO | NO | 160 PSI
TRINITY | OD GO/NOGO GAUGE | CUSTOM MACHINED FIXTURE | 69 | 86 | NA | NO | NO
TRINNIT MFG | 0-160 PSI | PRESSURE GAUGE | 69 | 86 | NA | NO | NO | 160 PSI
TRIO PRODUCT CO. | 100-2 | COUNTER SINK GAUGE | 69 | 86 | NA | NO | NO
TRIO TECH INTERNATIONAL | 1000X | OVEN TEMP HUMIDITY HAST CHAMBER | 462 | 578 | 624 | YES | NO | +50 to +180C Accred Temp Only
TRIO TECH INTERNATIONAL | 6000X | OVEN TEMP HUMIDITY HAST CHAMBER | 462 | 578 | 624 | YES | NO | +50 to +180C Accred Temp Only
TRIO TECH INTERNATIONAL | TC1000 | TEMP CONTROLLER | 126 | 158 | 170 | YES | NO
TRIO-TECH INTERNATIONAL | 6000R | HAST SYSTEM | 462 | 578 | NA | NO | NO | Accred Temp Only Up to +400C
TRIPLETT | 310 | DMM HANDHELD | 126 | 158 | 170 | YES | NO
TRIPLETT | 2000 | RAILROAD TESTER | 168 | 210 | 227 | YES | NO
TRIPLETT | 2003 | RAILROAD TESTER | 168 | 210 | 227 | YES | NO
TRIPLETT | 1101A | DMM HANDHELD | 126 | 158 | 170 | YES | NO
TRIPLETT | 1101-B | DMM HANDHELD | 126 | 158 | 170 | YES | NO
TRIPLETT | 9005-A | DMM HANDHELD | 126 | 158 | 170 | YES | NO
TRIPLETT | EPC600 | HANDHELD ENVIROMENTAL PARTICLE COUNTER | 504 | 630 | NA | NO | NO
TRITAN | 12 | CALIPER | 69 | 86 | 93 | YES | NO
TRITAN | 12" | CALIPER | 69 | 86 | 93 | YES | NO | 12 INCH
TRITAN | 6” | CALIPER | 69 | 86 | 93 | YES | NO | 6 INCH
TRITAN | NONE | DEPTH GAUGE | 69 | 86 | NA | NO | NO
TROEMNER | 1 lb. | WEIGHT STEEL | 83 | 104 | NA | NO | NO | 1 LB
TROEMNER | 10 g | WEIGHT | 83 | 104 | NA | NO | NO
TROEMNER | 10 lbs. | WEIGHT STEEL | 83 | 104 | NA | NO | NO | 10 LB
TROEMNER | 100g | WEIGHT | 83 | 104 | NA | NO | NO
TROEMNER | 1KG | WEIGHT | 83 | 104 | NA | NO | NO
TROEMNER | 200 g | WEIGHT | 83 | 104 | NA | NO | NO
TROEMNER | 5 lbs. | WEIGHT STEEL | 83 | 104 | NA | NO | NO | 5 LB
TROEMNER | 500G | WEIGHT | 83 | 104 | NA | NO | NO
TROEMNER | 50G | WEIGHT | 83 | 104 | NA | NO | NO
TROMPETER | 010-0055 | CRIMPER | 69 | 86 | NA | NO | NO
TROMPETER | 010-0080 | CRIMPER | 69 | 86 | NA | NO | NO
TROMPETER | 010-0088 | CRIMPER | 69 | 86 | NA | NO | NO
TROMPETER | CT3 | CRIMPER | 69 | 86 | NA | NO | NO
TROMPETER | CT4L | CRIMPER | 69 | 86 | NA | NO | NO
TRONOVO | TR7138 | RESISTIVITY METER | 168 | 210 | 227 | YES | NO | MU on Res Rdgs <100 MW
TRUTACH | TRUTACH II | TACHOMETER | 168 | 210 | 227 | YES | NO | MU RPM using Time Mk on 5520A
TRUTHREAD | 5/8-32 UN 2B | THREAD PLUG GAUGE GO NOGO | 69 | 86 | NA | NO | NO
TRW | 2-56 UNC-2A | THREAD RING GAUGE GO | 69 | 86 | NA | NO | NO
TSI | 966 | HOT WIRE THERMO-ANEMOMETER | 207 | 259 | NA | NO | NO
TSI | 8330 | AIR FLOW METER | 207 | 259 | NA | NO | NO
TSI | 8385 | AIR FLOW METER | 207 | 259 | NA | NO | NO
TSI | 8386 | AIR VELOCITY METER | 207 | 259 | NA | NO | NO
TSI | 8450 | AIR FLOW SENSOR | 207 | 259 | NA | NO | NO
TSI | 8460 | AIR FLOW SENSOR | 207 | 259 | NA | NO | NO
TSI | 8705 | MANOMETER MICRO | 345 | 431 | NA | NO | NO | -5 to +15 INH2O w AirFlow
TSI | 8910 | AIR FLOW SENSOR | 207 | 259 | NA | NO | NO
TSI | 9306 | PARTICLE COUNTER AIR | 504 | 630 | NA | NO | NO
TSI | 9515 | VELOCITY METER | 207 | 259 | NA | NO | NO
TSI | 9535 | AIR FLOW METER | 207 | 259 | NA | NO | NO
TSI | 9545 | AIR VELOCITY METER | 207 | 259 | NA | NO | NO
TSI | 8347A | AIR FLOW METER | 207 | 259 | NA | NO | NO
TSI | 9110-01 | PARTICLE COUNTER AIR | 504 | 630 | NA | NO | NO
TSI | 9306-V2 | PARTICLE COUNTER AIR | 504 | 630 | NA | NO | NO
TSI | 9510-02 | PARTICLE COUNTER | 504 | 630 | NA | NO | NO
TSI | 9535-A | AIR FLOW METER | 207 | 259 | NA | NO | NO
TSI | 9545-A | AIR VELOCITY METER | 207 | 259 | NA | NO | NO
TSI | 9565-P | AIR VELOCITY METER | 276 | 345 | NA | NO | NO
TSI | 9650-NB | VELOCICALC PRO | 207 | 259 | NA | NO | NO
TTC | 57-016-060 | CALIPER | 69 | 86 | 93 | YES | NO | 6 INCH
TTC | 57-029-999 | INDICATOR DIAL | 69 | 86 | NA | NO | NO | 1 INCH
TTC | 6” | CALIPER | 69 | 86 | 93 | YES | NO | 6 INCH
TTI | CPX400S | POWER SUPPLY | 168 | 210 | 227 | YES | NO
TTI | QXP600DP | DC POWER SUPPLY | 168 | 210 | 227 | YES | NO
TTI | TF960 | FREQUENCY COUNTER | 210 | 263 | NA | NO | NO
TUBULAR | 0-1" | MICROMETER BLADE | 69 | 86 | 93 | YES | NO | 1 INCH
TUBULAR MICROMETER | M3 | MICROMETER SET | 173 | 216 | 234 | YES | NO
TULSA CABLE EQUIPMENT | 1410 | WIRE LENGTH METER | 173 | 216 | NA | NO | NO
TUMICO | 0-18 IN | CALIPER | 69 | 86 | 93 | YES | NO | 18 INCH
TUTTNAUER | 2540M | AUTOCLAVE | 336 | 420 | NA | NO | NO
TUTTNAUER | 3850ELP | Autoclave | 336 | 420 | NA | NO | NO
TUTTNAUER | 3870EA | Autoclave | 336 | 420 | NA | NO | NO
TUTTNAUER | 3870EA-B/L | Autoclave | 336 | 420 | NA | NO | NO
TWIN CAL | IP67 | CALIPER | 69 | 86 | 93 | YES | NO | 6 INCH
TYCO ELECTRONICS | 47822 | CRIMPER | 69 | 86 | NA | NO | NO
TYCO ELECTRONICS | 59250 | CRIMPER | 69 | 86 | NA | NO | NO
TYCO ELECTRONICS | 1901786-1 | CRIMPER | 69 | 86 | NA | NO | NO
TYCO ELECTRONICS | 224928-2 | CRIMPER | 69 | 86 | NA | NO | NO
TYCO ELECTRONICS | 354940-1 | CRIMPER | 69 | 86 | NA | NO | NO
TYCO ELECTRONICS | 58078-3 | CRIMPER | 69 | 86 | NA | NO | NO
TYCO ELECTRONICS | 58247-01 | CRIMPER HEAD ASSY | 69 | 86 | NA | NO | NO
TYCO ELECTRONICS | 58495-1 | CRIMPER | 69 | 86 | NA | NO | NO
TYCO ELECTRONICS | 58545-1 | CRIMP DIES | 69 | 86 | NA | NO | NO
TYCO ELECTRONICS | 58628-2 | CRIMP DIES | 69 | 86 | NA | NO | NO
TYCO ELECTRONICS | 59824-1 | CRIMPER | 69 | 86 | NA | NO | NO
TYCO ELECTRONICS | 90390-3 | CRIMPER | 69 | 86 | NA | NO | NO
TYCO ELECTRONICS | 90391-3 | CRIMP DIES | 69 | 86 | NA | NO | NO
TYCO ELECTRONICS | 90758-2 | CRIMP DIES | 69 | 86 | NA | NO | NO
TYCO ELECTRONICS | 90872-2 | CRIMP DIES | 69 | 86 | NA | NO | NO
TYCO ELECTRONICS | 91501-1 | CRIMPER | 69 | 86 | NA | NO | NO
TYCO ELECTRONICS | 91501-3 | CRIMPER | 69 | 86 | NA | NO | NO
TYCO ELECTRONICS | 91506-1 | CRIMPER | 69 | 86 | NA | NO | NO
TYCO ELECTRONICS | 91519-1 | CRIMPER | 69 | 86 | NA | NO | NO
TYCO ELECTRONICS | 91522-1 | CRIMPER | 69 | 86 | NA | NO | NO
TYCO ELECTRONICS | 91526-1 | CRIMPER | 69 | 86 | NA | NO | NO
TYCO ELECTRONICS | 91533-1 | CRIMPER | 69 | 86 | NA | NO | NO
TYCO ELECTRONICS | 91536-1 | CRIMPER | 69 | 86 | NA | NO | NO
TYCO ELECTRONICS | 91572-1 | CRIMPER | 69 | 86 | NA | NO | NO
TYCO ELECTRONICS | K 1222 | CRIMPER | 69 | 86 | NA | NO | NO
TYCO ELECTRONICS | K1015 | CRIMP FRAME | 69 | 86 | NA | NO | NO
TYCO ELECTRONICS | T-406 | CRIMPER | 69 | 86 | NA | NO | NO
TYLAN GENERAL | CDLD Series | CAPACITANCE DIAPHRAGM GAUGE (BARATRON) | 0 | 0 | NA | NO | NO | No Capability
U.S. GAUGE | 160 PSI | PRESSURE GAUGE | 69 | 86 | NA | NO | NO | 160 PSI
U.S. GAUGE | 60 PSI | PRESSURE GAUGE | 69 | 86 | NA | NO | NO | 60 PSI
U.S. GAUGE | 7/16-14 UNC-2A | THREAD RING GAUGE GO NOGO | 69 | 86 | NA | NO | NO
U.S. GAUGE | 7/16-14 UNC-2B | THREAD PLUG GAUGE GO NOGO | 69 | 86 | NA | NO | NO
U.S. INDUSTRIAL TOOL & SUPPLY | 160 PSI | PRESSURE GAUGE | 69 | 86 | NA | NO | NO | 160 PSI
U.S. SOLID | USS-DBS8 | ANALYTICAL BALANCE | 207 | 259 | NA | NO | NO
UBIBOT | GS1-A | WIRELESS RH TEMP SENSOR | 242 | 303 | 327 | YES | NO | %RH Not Accredited
UBIBOT | WS1 PRO | WIRELESS TEMP SENSOR MULTI-PROBE | 487 | 609 | 657 | YES | NO | >1 up to 3 Temp Sensors.
UCSTAT | UC-TE502 | ESD WRIST/FOOTSTRAP TESTER | 84 | 105 | NA | NO | NO
UEI | CLM100 | CABLE LENGTH METER ELECTRICAL | 168 | 210 | NA | NO | NO
UEI | CLM100B | CABLE LENGTH METER ELECTRICAL | 168 | 210 | NA | NO | NO
UEI | DAFM4 | DIGITAL AIR FLOW METER | 207 | 259 | NA | NO | NO
UEI | DL479 | CLAMP METER | 126 | 158 | 170 | YES | NO
UEI | DM383B | DMM HANDHELD | 126 | 158 | 170 | YES | NO
UEI | UTLDM1 | DIGITAL MULTIMETER | 126 | 158 | 170 | YES | NO
ULINE | ESD MAT | STATIC MAT | 84 | 105 | NA | NO | NO
ULINE | H-1115 | SCALE | 124 | 155 | NA | NO | NO | 10 LB
ULINE | H-1116 | SCALE, 30LB | 124 | 155 | NA | NO | NO
ULINE | H-1117 | SCALE | 124 | 155 | NA | NO | NO | 65 LB
ULINE | H-1122-JCE-15K | COUNTING SCALE | 124 | 155 | NA | NO | NO
ULINE | H1649 | SCALE | 124 | 155 | NA | NO | NO | 12 LB
ULINE | H-1654 | SCALE | 124 | 155 | NA | NO | NO | 6 LB
ULINE | H-1679 | PALLET JACK WITH SCALE | 207 | 259 | NA | NO | NO
ULINE | JCE-15K | SCALE | 124 | 155 | NA | NO | NO | 15 KG
ULINE | JCE-30K | COUNTING SCALE | 124 | 155 | NA | NO | NO
ULINE | JCE-30KG | SCALE | 124 | 155 | NA | NO | NO | 30 KG
ULINE | JCE-6K | SCALE | 124 | 155 | NA | NO | NO | 6 KG
ULINE | LAC-1260 | SCALE | 124 | 155 | NA | NO | NO | 13 LB
ULTRA TECH ENTERPRISES | 15967-00 | RELAY TESTER | 168 | 210 | 227 | YES | NO
ULTRA-TECH ENTERPRISES | 14318-00 | RELAY TESTER | 168 | 210 | 227 | YES | NO
ULVAC | CCMH-A Series | CAPACITANCE DIAPHRAGM GAUGE (BARATRON) | 0 | 0 | NA | NO | NO | No Capability
ULVAC | CCMT-A Series | CAPACITANCE DIAPHRAGM GAUGE (BARATRON) | 0 | 0 | NA | NO | NO | No Capability
ULVAC | CCMT-D Series | CAPACITANCE DIAPHRAGM GAUGE (BARATRON) | 0 | 0 | NA | NO | NO | No Capability
UNHOLTZ DICKIE | 122P | AMPLIFIER CHARGE | 252 | 315 | NA | NO | NO
UNHOLTZ DICKIE | 122P2 | AMPLIFIER CHARGE | 252 | 315 | NA | NO | NO
UNI SOURCE | SPS-3606 | DC POWER SUPPLY | 168 | 210 | 227 | YES | NO
UNI-T | 5URH0 | TACHOMETER | 168 | 210 | 227 | YES | NO | MU RPM using Time Mk on 5520A
UNITED | TB-11\10 | TRUE BLUE IICOMPUTERIZED HARDNESS TESTER | 117 | 146 | NA | NO | NO
UNITED SILICON | US-10 | TEMP CONTROLLER HEAT STAMP | 126 | 158 | 170 | YES | NO
UNITEK | FG20 | FORCE GAUGE | 138 | 173 | NA | NO | NO
UNITEK | NONE LISTED | PULL TESTER | 311 | 389 | NA | NO | NO
UNITEST | 2003 | CABLE LENGTH METER | 173 | 216 | NA | NO | NO
UNITTA | U-507 | SONIC TENSION METER | 252 | 315 | NA | NO | NO | Same as GATES
UNITTA | U-508 | SONIC TENSION METER | 252 | 315 | NA | NO | NO | Same as GATES
UNKNOWN | .0015-.025 | FEELER GAUGE SET | 117 | 146 | NA | NO | NO
UNKNOWN | .028-.151 | CRIMPER | 69 | 86 | NA | NO | NO
UNKNOWN | .050" | GAUGE BLOCK | 69 | 86 | NA | NO | NO | 0.050 INCH
UNKNOWN | .250" | GAUGE BLOCK | 69 | 86 | NA | NO | NO | 0.250 INCH
UNKNOWN | .500" | GAUGE BLOCK | 69 | 86 | NA | NO | NO | 0.500 INCH
UNKNOWN | .700 -.810 SG | HYDROMETER | 0 | 0 | NA | NO | NO | Vendor Only
UNKNOWN | .750" | GAUGE BLOCK | 69 | 86 | NA | NO | NO | 0.750 INCH
UNKNOWN | 0.011"-0.060" | PLUG GAUGE SET | 138 | 173 | NA | NO | NO | 50 pc
UNKNOWN | 0.011"-0.060" Minus | PLUG GAUGE SET | 138 | 173 | NA | NO | NO | 50 pc
UNKNOWN | 0.028,.029,.030,.031,.032 Minu | PLUG GAUGE SET | 110 | 138 | NA | NO | NO
UNKNOWN | 0.030" | INDICATOR TEST | 69 | 86 | NA | NO | NO
UNKNOWN | 0.048"/0.050" | PLUG GAUGE SET | 110 | 138 | NA | NO | NO
UNKNOWN | 0.050"-4.00" | GAUGE BLOCK SET,81 PIECE | 552 | 690 | NA | NO | NO | 81 pc
UNKNOWN | 0.061"-0.250" Minus | PLUG GAUGE SET | 449 | 561 | NA | NO | NO | 190 pc
UNKNOWN | 0.061"-0.250" Plus | PLUG GAUGE SET | 449 | 561 | NA | NO | NO | 190 pc
UNKNOWN | 0.088",0.093",0.098" Minus | PLUG GAUGE SET | 110 | 138 | NA | NO | NO
UNKNOWN | 0.110",0.130",0.150" | PLUG GAUGE SET | 110 | 138 | NA | NO | NO
UNKNOWN | 0.110"-0.150" Minus | PLUG GAUGE SET | 138 | 173 | NA | NO | NO | 40 pc
UNKNOWN | 0.128"/0.132" | PLUG GAUGE GO NOGO | 69 | 86 | NA | NO | NO
UNKNOWN | 0.163"/0.165" | PLUG GAUGE GO NOGO | 69 | 86 | NA | NO | NO
UNKNOWN | 0.164"/0.168" Minus | PLUG GAUGE SET | 110 | 138 | NA | NO | NO
UNKNOWN | 0.188" | PLUG GAUGE | 69 | 86 | NA | NO | NO
UNKNOWN | 0.192" Plus/0.193" Minus | PLUG GAUGE SET | 110 | 138 | NA | NO | NO
UNKNOWN | 0.1921",.1922",.1923",.1924",. | PLUG GAUGE SET | 110 | 138 | NA | NO | NO
UNKNOWN | 0.195"/0.197" | PLUG GAUGE GO NOGO | 69 | 86 | NA | NO | NO
UNKNOWN | 0.2" | RING GAUGE | 69 | 86 | NA | NO | NO
UNKNOWN | 0.2-1.2" | MICROMETER I.D. | 69 | 86 | NA | NO | NO
UNKNOWN | 0.219+/0.223- | PLUG GAUGE GO NOGO | 69 | 86 | NA | NO | NO
UNKNOWN | 0.238+/0.242- | PLUG GAUGE GO NOGO | 69 | 86 | NA | NO | NO
UNKNOWN | 0.251"-0.500" MINUS | PLUG GAUGE SET | 621 | 776 | NA | NO | NO | 250 pc
UNKNOWN | 0.251"-0.500" Plus | PLUG GAUGE SET | 621 | 776 | NA | NO | NO | 250 pc
UNKNOWN | 0.256"/0.258" CLASS Z | PLUG GAUGE SET | 110 | 138 | NA | NO | NO
UNKNOWN | 0.335"/0.337" | PLUG GAUGE SET | 110 | 138 | NA | NO | NO
UNKNOWN | 0.350"/0.355" Minus | PLUG GAUGE SET | 110 | 138 | NA | NO | NO
UNKNOWN | 0.501"-0.625" MINUS | PLUG GAUGE SET | 449 | 561 | NA | NO | NO | 125 pc
UNKNOWN | 0.518" CLASS Z | PLUG GAUGE | 69 | 86 | NA | NO | NO
UNKNOWN | 0.75000" | CMM CALIBRATION SPHERE PROBE | 90 | 113 | NA | NO | NO
UNKNOWN | 0.751"-0.832" Minus | PLUG GAUGE SET | 242 | 303 | NA | NO | NO | 81 pc
UNKNOWN | 0-1" | MICROMETER | 69 | 86 | 93 | YES | NO | 1 INCH
UNKNOWN | 0-1.0 IN | INDICATOR DIAL | 69 | 86 | NA | NO | NO | 1 INCH
UNKNOWN | 0-1” | MICROMETER | 69 | 86 | 93 | YES | NO | 1 INCH
UNKNOWN | 0-160 PSI | PRESSURE GAUGE | 69 | 86 | NA | NO | NO | 160 PSI
UNKNOWN | 0-180 | PROTRACTOR | 69 | 86 | NA | NO | NO
UNKNOWN | 0-2" | INDICATOR DIAL | 69 | 86 | NA | NO | NO | 2 INCH
UNKNOWN | 0-25MM | MICROMETER | 69 | 86 | 93 | YES | NO | 1 INCH
UNKNOWN | 0-30 IN. HG | VACUUM GAUGE | 69 | 86 | NA | NO | NO
UNKNOWN | 0-36" | RULER | 69 | 86 | NA | NO | NO
UNKNOWN | 0-8" CALIPER | CALIPER | 69 | 86 | 93 | YES | NO | 8 INCH
UNKNOWN | 1 3/8-12 | THREAD PLUG GAUGE GO NOGO | 69 | 86 | NA | NO | NO
UNKNOWN | 1 LB | WEIGHT HANGER | 83 | 104 | NA | NO | NO
UNKNOWN | 1" | INDICATOR DIAL | 69 | 86 | NA | NO | NO | 1 INCH
UNKNOWN | 1"x2"x12" | PARALLEL BAR | 69 | 86 | NA | NO | NO
UNKNOWN | 1.0" | CMM SPHERE | 90 | 113 | NA | NO | NO | 1 INCH
UNKNOWN | 1.00/20.00mm | PLUG GAUGE SET | 110 | 138 | NA | NO | NO | 20 pc
UNKNOWN | 1.2508" | RING GAUGE | 69 | 86 | NA | NO | NO
UNKNOWN | 1.3" | INDICATOR DIAL | 69 | 86 | NA | NO | NO | 1.30 INCH
UNKNOWN | 1/2-13 UNC-2A | THREAD RING GAUGE GO NOGO | 69 | 86 | NA | NO | NO
UNKNOWN | 1/2-13 UNC-2B | THREAD PLUG GAUGE GO NOGO | 69 | 86 | NA | NO | NO
UNKNOWN | 1/2-20 UNF-2B | THREAD PLUG GAUGE GO NOGO | 69 | 86 | NA | NO | NO
UNKNOWN | 1/2-28 UNEF-2A | THREAD RING GAUGE GO | 69 | 86 | NA | NO | NO
UNKNOWN | 1/4 LB | WEIGHT | 83 | 104 | NA | NO | NO
UNKNOWN | 1/4-20 UNC-2A | THREAD RING GAUGE GO NOGO | 69 | 86 | NA | NO | NO
UNKNOWN | 1/4-20 UNC-2B | THREAD PLUG GAUGE GO NOGO | 69 | 86 | NA | NO | NO
UNKNOWN | 1/4-28 UNF-2A | THREAD RING GAUGE NOGO | 69 | 86 | NA | NO | NO
UNKNOWN | 1/64"-1/2" | RADIUS GAUGE SET | 173 | 216 | NA | NO | NO | 1/64-1/2 INCH 25 PC
UNKNOWN | 1/8-27 NPT | THREAD PLUG GAUGE | 69 | 86 | NA | NO | NO
UNKNOWN | 1” | GAUGE BLOCK | 69 | 86 | NA | NO | NO | 1 INCH
UNKNOWN | 10 LB | WEIGHT SLOTTED INTERLOCKING | 83 | 104 | NA | NO | NO | 10 LB
UNKNOWN | 10 LBS | WEIGHT | 83 | 104 | NA | NO | NO
UNKNOWN | 10" | END ROD | 69 | 86 | NA | NO | NO | 10 INCH
UNKNOWN | 100 PSI | PRESSURE GAUGE | 69 | 86 | NA | NO | NO | 100 PSI
UNKNOWN | 1000 PSI | PRESSURE GAUGE | 69 | 86 | NA | NO | NO | 1000 PSI
UNKNOWN | 10-24 UNC-2A | THREAD RING GAUGE NOGO | 69 | 86 | NA | NO | NO
UNKNOWN | 10-32 UNF-2A | THREAD RING GAUGE NOGO | 69 | 86 | NA | NO | NO
UNKNOWN | 10-32 UNF-2B | THREAD PLUG GAUGE GO NOGO | 69 | 86 | NA | NO | NO
UNKNOWN | 10g | WEIGHT | 83 | 104 | NA | NO | NO
UNKNOWN | 11" | END ROD | 69 | 86 | NA | NO | NO | 11 INCH
UNKNOWN | 111-431 | CALIPER | 69 | 86 | 93 | YES | NO | 12 INCH
UNKNOWN | 12 Lb/Ft | TORQUE WRENCH | 69 | 86 | 93 | YES | NO | 12 FT LB
UNKNOWN | 12" | CALIPER | 69 | 86 | 93 | YES | NO | 12 INCH
UNKNOWN | 1-2" | MICROMETER | 69 | 86 | 93 | YES | NO | 2 INCH
UNKNOWN | 12.018 LBS | WEIGHT | 83 | 104 | NA | NO | NO
UNKNOWN | 120-960 IN/LB | TORQUE WRENCH | 69 | 86 | 93 | YES | NO | Check Range. Accredited ONLY Up to 250 FtLbs
UNKNOWN | 12-28 UNF-2A | THREAD RING GAUGE GO | 69 | 86 | NA | NO | NO
UNKNOWN | 14 LBS | WEIGHT | 83 | 104 | NA | NO | NO
UNKNOWN | 150 Lb/Ft | TORQUE WRENCH | 69 | 86 | 93 | YES | NO | Check Range. Accredited ONLY Up to 250 FtLbs
UNKNOWN | 150 PSI | PRESSURE GAUGE TIRE PRESSURE | 69 | 86 | NA | NO | NO
UNKNOWN | 1500 PSI | PRESSURE GAUGE | 69 | 86 | NA | NO | NO | 1500 PSI
UNKNOWN | 160 PSI | PRESSURE GAUGE | 69 | 86 | NA | NO | NO | 160 PSI
UNKNOWN | 18" | HEIGHT GAUGE | 124 | 155 | NA | NO | NO | 18 INCH
UNKNOWN | 180° | PROTRACTOR | 69 | 86 | NA | NO | NO
UNKNOWN | 1x2x12 | PARALLEL BARS GRANITE | 69 | 86 | NA | NO | NO
UNKNOWN | 2 LB | WEIGHT SLOTTED INTERLOCKING | 83 | 104 | NA | NO | NO | 2 LB
UNKNOWN | 2" | END ROD | 69 | 86 | NA | NO | NO | 2 INCH
UNKNOWN | 2.8000" | RING GAUGE | 69 | 86 | NA | NO | NO
UNKNOWN | 20 LB | WEIGHT | 83 | 104 | NA | NO | NO
UNKNOWN | 20" | CALIPER | 69 | 86 | 93 | YES | NO | 20 INCH
UNKNOWN | 2000 PSI | PRESSURE GAUGE | 69 | 86 | NA | NO | NO | 2000 PSI
UNKNOWN | 200mg | WEIGHT | 83 | 104 | NA | NO | NO | 200 mg
UNKNOWN | 20-100 Oz/In | TORQUE WRENCH | 69 | 86 | 93 | YES | NO | Check Range. Accredited ONLY Up to 250 FtLbs
UNKNOWN | 20g | WEIGHT | 83 | 104 | NA | NO | NO | 20 g
UNKNOWN | 20mm | GAUGE SPHERE | 90 | 113 | NA | NO | NO | 20 mm
UNKNOWN | 220PSI | PRESSURE GAUGE | 69 | 86 | NA | NO | NO | 220 PSI
UNKNOWN | 2-3" | MICROMETER | 69 | 86 | 93 | YES | NO | 3 INCH
UNKNOWN | 24" | HEIGHT GAUGE | 124 | 155 | NA | NO | NO | 24 INCH
UNKNOWN | 24" SQUARE | SQUARE | 69 | 86 | NA | NO | NO | 24 INCH
UNKNOWN | 24.9987mm | CMM SPHERE | 90 | 113 | NA | NO | NO
UNKNOWN | 24.9997mm | CMM SPHERE | 90 | 113 | NA | NO | NO
UNKNOWN | 25 PIECE | RADIUS GAUGE SET | 173 | 216 | NA | NO | NO
UNKNOWN | 25" | END ROD | 90 | 113 | NA | NO | NO | 25 INCH
UNKNOWN | 2-56 UNC-2B | THREAD PLUG GAUGE GO NOGO | 69 | 86 | NA | NO | NO
UNKNOWN | 26" | END ROD | 90 | 113 | NA | NO | NO | 26 INCH
UNKNOWN | 27" | END ROD | 90 | 113 | NA | NO | NO | 27 INCH
UNKNOWN | 28" | END ROD | 90 | 113 | NA | NO | NO | 28 INCH
UNKNOWN | 29" | END ROD | 90 | 113 | NA | NO | NO | 29 INCH
UNKNOWN | 3 LB | WEIGHT | 83 | 104 | NA | NO | NO
UNKNOWN | 3" | SQUARE | 69 | 86 | NA | NO | NO | 3 INCH
UNKNOWN | 3.6000" | RING GAUGE | 69 | 86 | NA | NO | NO
UNKNOWN | 3/4-16 UNF-2A | THREAD RING GAUGE GO NOGO | 69 | 86 | NA | NO | NO
UNKNOWN | 3/4-16 UNF-2B | THREAD PLUG GAUGE GO NOGO | 69 | 86 | NA | NO | NO
UNKNOWN | 3/8-16 UNC-2B | THREAD PLUG GAUGE GO NOGO | 69 | 86 | NA | NO | NO
UNKNOWN | 3/8-18 NPT | THREAD PLUG GAUGE | 69 | 86 | NA | NO | NO
UNKNOWN | 3” | SQUARE | 69 | 86 | NA | NO | NO | 3 INCH
UNKNOWN | 30 In/Hg | PRESSURE GAUGE | 69 | 86 | NA | NO | NO
UNKNOWN | 30 in/Hg - 60 PSI | PRESSURE VACUUM GAUGE | 69 | 86 | NA | NO | NO
UNKNOWN | 30 lbs | WEIGHT | 83 | 104 | NA | NO | NO | 30 LB
UNKNOWN | 300 PSI | PRESSURE GAUGE | 69 | 86 | NA | NO | NO | 300 PSI
UNKNOWN | 3000 PSI | PRESSURE GAUGE | 69 | 86 | NA | NO | NO | 3000 PSI
UNKNOWN | 30-60-90 | ANGLE BLOCK | 69 | 86 | NA | NO | NO
UNKNOWN | 30mm | INDICATOR DIAL | 69 | 86 | NA | NO | NO | 30 mm
UNKNOWN | 30mm/1.18102" | GAUGE BLOCK | 69 | 86 | NA | NO | NO | 1.181 INCH
UNKNOWN | 350 PSI | PRESSURE GAUGE | 69 | 86 | NA | NO | NO | 350 PSI
UNKNOWN | 3500 PSI | PRESSURE GAUGE | 69 | 86 | NA | NO | NO | 3500 PSI
UNKNOWN | 36 PIECE | SPACE BLOCK SET | 414 | 518 | NA | NO | NO
UNKNOWN | 36" | RULER STEEL | 69 | 86 | NA | NO | NO | 36 INCH
UNKNOWN | 3K | CRIMPER | 69 | 86 | NA | NO | NO
UNKNOWN | 4 LBS | WEIGHT | 83 | 104 | NA | NO | NO
UNKNOWN | 4" | END ROD | 69 | 86 | NA | NO | NO | 4 INCH
UNKNOWN | 4” | SQUARE | 69 | 86 | NA | NO | NO
UNKNOWN | 40" | HEIGHT GAUGE LARGE | 166 | 208 | NA | NO | NO | 40 INCH
UNKNOWN | 4000 PSI | PRESSURE GAUGE | 69 | 86 | NA | NO | NO | 4000 PSI
UNKNOWN | 414DA-12-10IT | CRIMPER | 69 | 86 | NA | NO | NO
UNKNOWN | 414DA-8IT | CRIMPER | 69 | 86 | NA | NO | NO
UNKNOWN | 414DA-8NIT | CRIMPER | 69 | 86 | NA | NO | NO
UNKNOWN | 42-5399-919-02-G1 | DRILL STOP ORIENTATION | 69 | 86 | NA | NO | NO
UNKNOWN | 45 Lb/Ft | TORQUE WRENCH | 69 | 86 | 93 | YES | NO | Check Range. Accredited ONLY Up to 250 FtLbs
UNKNOWN | 4-5" | MICROMETER | 69 | 86 | 93 | YES | NO | 5 INCH
UNKNOWN | 5 LB | WEIGHT | 83 | 104 | NA | NO | NO
UNKNOWN | 5 LB CLASS F | WEIGHT SLOTTED | 83 | 104 | NA | NO | NO | 5 LB
UNKNOWN | 5 lbs | WEIGHT | 83 | 104 | NA | NO | NO
UNKNOWN | 5 TO 80 FT LBS | TORQUE WRENCH | 69 | 86 | 93 | YES | NO | Check Range. Accredited ONLY Up to 250 FtLbs
UNKNOWN | 5" | END ROD | 69 | 86 | NA | NO | NO | 5 INCH
UNKNOWN | 5/12"x12" | SQUARE PRECISION | 69 | 86 | NA | NO | NO
UNKNOWN | 5/16-18 UNC-2A | THREAD RING GAUGE GO NOGO | 69 | 86 | NA | NO | NO
UNKNOWN | 5/16-18 UNC-2B | THREAD PLUG GAUGE GO NOGO | 69 | 86 | NA | NO | NO
UNKNOWN | 5/16-24 UNF-2A | THREAD RING GAUGE GO | 69 | 86 | NA | NO | NO
UNKNOWN | 5/16-24 UNF-2B | THREAD PLUG GAUGE GO NOGO | 69 | 86 | NA | NO | NO
UNKNOWN | 5/8-18 UNF-2A | THREAD RING GAUGE GO | 69 | 86 | NA | NO | NO
UNKNOWN | 50 LB | GRIP HANDLE WEIGHT | 83 | 104 | NA | NO | NO
UNKNOWN | 50 lbs | WEIGHT | 83 | 104 | NA | NO | NO
UNKNOWN | 500g | WEIGHT | 83 | 104 | NA | NO | NO
UNKNOWN | 50g | WEIGHT | 83 | 104 | NA | NO | NO
UNKNOWN | 50g, 100g, 500g | WEIGHT SET BRASS | 207 | 259 | NA | NO | NO | 3 PC
UNKNOWN | 5-44 UNF-2A | THREAD RING GAUGE GO NOGO | 69 | 86 | NA | NO | NO
UNKNOWN | 5-80 Lb/Ft | TORQUE WRENCH | 69 | 86 | 93 | YES | NO | Check Range. Accredited ONLY Up to 250 FtLbs
UNKNOWN | 5g | WEIGHT | 83 | 104 | NA | NO | NO
UNKNOWN | 6" | CALIPER | 69 | 86 | 93 | YES | NO | 6 INCH
UNKNOWN | 6” | SQUARE | 69 | 86 | NA | NO | NO | 6 INCH
UNKNOWN | 60" | CALIPER LARGE | 104 | 130 | NA | NO | NO | 60 INCH
UNKNOWN | 600 PSI | PRESSURE GAUGE | 69 | 86 | NA | NO | NO | 600 PSI
UNKNOWN | 62379-531 | CALIPER | 69 | 86 | 93 | YES | NO
UNKNOWN | 6-32 UNC-2B | THREAD PLUG GAUGE GO NOGO | 69 | 86 | NA | NO | NO
UNKNOWN | 7" | SQUARE | 69 | 86 | NA | NO | NO | 7 INCH
UNKNOWN | 7-8 IN | MICROMETER | 69 | 86 | 93 | YES | NO | 8 INCH
UNKNOWN | 8" | CALIPER | 69 | 86 | 93 | YES | NO | 8 INCH
UNKNOWN | 80 Lb/Ft | TORQUE WRENCH | 69 | 86 | 93 | YES | NO | Check Range. Accredited ONLY Up to 250 FtLbs
UNKNOWN | 80" | RULER METAL | 69 | 86 | NA | NO | NO
UNKNOWN | 81 PIECE | GAUGE BLOCK SET | 552 | 690 | NA | NO | NO | 81 PC
UNKNOWN | 8-32 UNC-2A | THREAD RING GAUGE GO NOGO | 69 | 86 | NA | NO | NO
UNKNOWN | 8-32 UNC-2B | THREAD PLUG GAUGE GO NOGO | 69 | 86 | NA | NO | NO
UNKNOWN | 88-7037 | GAUGE BLOCK SET | 552 | 690 | NA | NO | NO | 88 PC
UNKNOWN | 9' | END ROD | 69 | 86 | NA | NO | NO | 9 INCH
UNKNOWN | 9 LBS | WEIGHT | 83 | 104 | NA | NO | NO | 9 LB
UNKNOWN | 9/16-12 UNC-2A | THREAD RING GAUGE GO NOGO | 69 | 86 | NA | NO | NO
UNKNOWN | 9/16-12 UNC-2B | GO/NO THREAD PLUG GAUGE | 69 | 86 | NA | NO | NO
UNKNOWN | 960 IN/LBS | TORQUE WRENCH | 69 | 86 | 93 | YES | NO | Check Range. Accredited ONLY Up to 250 FtLbs
UNKNOWN | A-1 TYPE K | THERMOCOUPLE TYPE K | 126 | 158 | 170 | YES | NO
UNKNOWN | BEVEL | PROTRACTOR | 69 | 86 | NA | NO | NO
UNKNOWN | CT-4 | CRIMPER | 69 | 86 | NA | NO | NO
UNKNOWN | CT-58 | CRIMPER | 69 | 86 | NA | NO | NO
UNKNOWN | DT250FA | TORQUE WRENCH | 69 | 86 | 93 | YES | NO | Check Range. Accredited ONLY Up to 250 FtLbs
UNKNOWN | DZZ7179-149 | WEIGHT | 83 | 104 | NA | NO | NO
UNKNOWN | DZZ7179-181 | WEIGHT | 83 | 104 | NA | NO | NO
UNKNOWN | DZZ7179-219 | WEIGHT | 83 | 104 | NA | NO | NO
UNKNOWN | DZZ7179-512 | WEIGHT | 83 | 104 | NA | NO | NO
UNKNOWN | G 1/4 X 19 | THREAD PLUG GAUGE GO | 69 | 86 | NA | NO | NO
UNKNOWN | HI9569 | HUMIDITY TEMP METER | 242 | 303 | NA | NO | NO
UNKNOWN | HT-4200 | DIGITAL TACHOMETER | 168 | 210 | 227 | YES | NO | MU RPM using Time Mk on 5520A
UNKNOWN | HX223 | CRIMPER | 69 | 86 | NA | NO | NO
UNKNOWN | J-39" | TEMP PROBE THERMOCOUPLE | 126 | 158 | 170 | YES | NO
UNKNOWN | M-0 / 0.011"-0.060" Minus | PLUG GAUGE SET | 138 | 173 | NA | NO | NO | 50 pc
UNKNOWN | M-1 / 0.061"-0.250" | PLUG GAUGE SET | 449 | 561 | NA | NO | NO | 190 pc
UNKNOWN | M-1 / 0.061"-0.250" PLUS | PLUG GAUGE SET | 449 | 561 | NA | NO | NO | 190 pc
UNKNOWN | M1.6x0.35-4H | THREAD PLUG GAUGE GO NOGO | 69 | 86 | NA | NO | NO
UNKNOWN | M10S-1 | CRIMPER | 69 | 86 | NA | NO | NO
UNKNOWN | M10S-7 | CRIMPER | 69 | 86 | NA | NO | NO
UNKNOWN | M10S-7 | CRIMPER | 69 | 86 | NA | NO | NO
UNKNOWN | M-2 / 0.251"-0.500" | PLUG GAUGE SET | 621 | 776 | NA | NO | NO | 250 pc
UNKNOWN | M-2 / 0.251"-0.500" PLUS | PLUG GAUGE SET | 621 | 776 | NA | NO | NO | 250 pc
UNKNOWN | M22520/2-01 | CRIMPER | 69 | 86 | NA | NO | NO
UNKNOWN | M-3 / 0.501"-0.625" MINUS | PLUG GAUGE SET | 449 | 561 | NA | NO | NO | 125 pc
UNKNOWN | M-4 / 0.626"-0.750" MINUS | PLUG GAUGE SET | 449 | 561 | NA | NO | NO | 125 pc
UNKNOWN | M6X1-6G | THREAD RING GAUGE GO NOGO | 69 | 86 | NA | NO | NO
UNKNOWN | MACHINST | SQUARE SET | 104 | 130 | NA | NO | NO
UNKNOWN | MS35916-2 | TACHOMETER | 168 | 210 | 227 | YES | NO | MU RPM using Time Mk on 5520A
UNKNOWN | PRO 360 | PROTRACTOR DIGITAL | 69 | 86 | NA | NO | NO
UNKNOWN | QTS135 | TORQUE WRENCH | 69 | 86 | 93 | YES | NO | Check Range. Accredited ONLY Up to 250 FtLbs
UNKNOWN | SQUARE SET | SQUARE SET | 104 | 130 | NA | NO | NO
UNKNOWN | THICKNESS | GAUGE GO NOGO | 69 | 86 | NA | NO | NO
UNKNOWN | TYPE K | THERMOCOUPLE | 126 | 158 | 170 | YES | NO
UNKNOWN | UNKNOWN | SLOT GAUGE GO NOGO | 69 | 86 | NA | NO | NO
UNKNOWN | VARIOUS | LIQUID IN GLASS THERMOMETER PARTIAL IMMERSION | 168 | 210 | 227 | YES | NO | Only Accept -15C to +90C Range
UNKNOWN | VARIOUS | LIQUID IN GLASS THERMOMETER TOTAL IMMERSION | 0 | 0 | NA | NO | NO | DO NOT ACCEPT TOTAL IMMERSION
UNKOWN | 6" | END ROD | 69 | 86 | NA | NO | NO | 6 INCH
UPM | 111-513 | CALIPER | 69 | 86 | 93 | YES | NO
URREA | 6006 | TORQUE WRENCH | 69 | 86 | 93 | YES | NO | Check Range. Accredited ONLY Up to 250 FtLbs
URREA | 6021 | TORQUE WRENCH | 69 | 86 | NA | NO | NO | 1000 FT LB
URREA | 6012A | TORQUE WRENCH | 69 | 86 | 93 | YES | NO | 20-100 FT LB
URREA | 601KIL | TORQUE WRENCH | 69 | 86 | 93 | YES | NO | 200-1000 INLB
URREA | 601KL | TORQUE WRENCH | 69 | 86 | 93 | YES | NO | Check Range. Accredited ONLY Up to 250 FtLbs
URYU | US-LT20B-18 | TORQUE DRIVER | 69 | 86 | 93 | YES | NO | Check Range. Accredited ONLY Up to 250 FtLbs
US GAUGE | 0-200PSI | PRESSURE GAUGE | 69 | 86 | NA | NO | NO | 200 PSI
US GAUGE | 0-30 INHG | VACUUM GAUGE | 69 | 86 | NA | NO | NO
US GAUGE | 0-60 PSI | PRESSURE GAUGE | 69 | 86 | NA | NO | NO | 60 PSI
US GAUGE | 1-20 UNEF-2B | THREAD PLUG GAUGE GO NOGO | 69 | 86 | NA | NO | NO
US GAUGE | 15 PSI | PRESSURE GAUGE | 69 | 86 | NA | NO | NO | 15 PSI
US GAUGE | P500 | VACUUM GAGE | 69 | 86 | NA | NO | NO
US GAUGE | V562 | VACUUM GAUGE | 69 | 86 | NA | NO | NO
US GAUGE | VACUUM GAUGE 0-30 INHG | VACUUM GAUGE | 69 | 86 | NA | NO | NO
USA | 1/2-20 UNF-2B | THREAD PLUG GAUGE GO NOGO | 69 | 86 | NA | NO | NO
USA | 1/4-20 UNC-2A | THREAD RING GAUGE NOGO | 69 | 86 | NA | NO | NO
USA | 1/4-20 UNC-2B | THREAD PLUG GAUGE GO NOGO | 69 | 86 | NA | NO | NO
USA | 3/8-16 UNC-2B | THREAD PLUG GAUGE GO NOGO | 69 | 86 | NA | NO | NO
USA | 30-200 Lb/Ft | TORQUE WRENCH | 69 | 86 | 93 | YES | NO | Check Range. Accredited ONLY Up to 250 FtLbs
USA | 5R | RULER STEEL | 69 | 86 | NA | NO | NO | 36 INCH
USA | 600 FT LB | TORQUE WRENCH | 69 | 86 | NA | NO | NO | 600 FT LB
USG | 0-30 IN-HG | VACUUM GAUGE | 69 | 86 | NA | NO | NO
USG | 0-300 PSI | PRESSURE GAUGE | 69 | 86 | NA | NO | NO | 300 PSI
USG | 0-600 PSI | PRESSURE GAUGE | 69 | 86 | NA | NO | NO | 600 PSI
USG | 100 PSI | PRESSURE GAUGE | 69 | 86 | NA | NO | NO | 100 PSI
USG | 1000 PSI | PRESSURE GAUGE | 69 | 86 | NA | NO | NO | 1000 PSI
USG | 160 PSI | PRESSURE GAUGE | 69 | 86 | NA | NO | NO | 160 PSI
USG | 200 PSI | PRESSURE GAUGE | 69 | 86 | NA | NO | NO | 200 PSI
USG | -2-30 InHg | VACUUM GAUGE | 69 | 86 | NA | NO | NO
USG | 30 In/Hg | PRESSURE GAUGE | 69 | 86 | NA | NO | NO
USG | 30 PSI | PRESSURE GAUGE | 69 | 86 | NA | NO | NO | 30 PSI
USG | 3000 PSI | PRESSURE GAUGE | 69 | 86 | NA | NO | NO | 3000 PSI
USG | 400 PSI | PRESSURE GAUGE | 69 | 86 | NA | NO | NO | 400 PSI
USG | 4000 PSI | PRESSURE GAUGE | 69 | 86 | NA | NO | NO | 4000 PSI
USG | 5000 PSI | PRESSURE GAUGE | 69 | 86 | NA | NO | NO | 5000 PSI
USG | 60 PSI | PRESSURE GAUGE | 69 | 86 | NA | NO | NO | 60 PSI
USG | 600 PSI | PRESSURE GAUGE | 69 | 86 | NA | NO | NO | 600 PSI
USG | 6000 PSI | PRESSURE GAUGE | 69 | 86 | NA | NO | NO | 6000 PSI
USG | 7000 PSI | PRESSURE GAUGE | 69 | 86 | NA | NO | NO | 7000 PSI
USG | BU-2581-AQ | PRESSURE GAUGE | 69 | 86 | NA | NO | NO | 4000 PSI
UTAH MEDICAL | 650-900 | PRESSURE VACUUM GAUGE | 69 | 86 | NA | NO | NO
UTICA | A5 | TORQUE WRENCH | 69 | 86 | 93 | YES | NO | Check Range. Accredited ONLY Up to 250 FtLbs
UTICA | CH-150 | TORQUE WRENCH | 69 | 86 | 93 | YES | NO | Check Range. Accredited ONLY Up to 250 FtLbs
UTICA | CHA11 | TORQUE WRENCH | 69 | 86 | 93 | YES | NO | Check Range. Accredited ONLY Up to 250 FtLbs
UTICA | T10-100 | TORQUE DRIVER | 69 | 86 | 93 | YES | NO | Check Range. Accredited ONLY Up to 250 FtLbs
UTICA | TCI-150 | TORQUE WRENCH | 69 | 86 | 93 | YES | NO | Check Range. Accredited ONLY Up to 250 FtLbs
UTICA | TCI-150/TCI-175 | TORQUE WRENCH | 69 | 86 | 93 | YES | NO | Check Range. Accredited ONLY Up to 250 FtLbs
UTICA | TCI-150FRD | TORQUE WRENCH | 69 | 86 | 93 | YES | NO | Check Range. Accredited ONLY Up to 250 FtLbs
UTICA | TCI-150RA | TORQUE WRENCH | 69 | 86 | 93 | YES | NO | Check Range. Accredited ONLY Up to 250 FtLbs
UTICA | TCI-75FRN | TORQUE WRENCH | 69 | 86 | 93 | YES | NO | Check Range. Accredited ONLY Up to 250 FtLbs
UTICA | TS-100 | TORQUE SCREWDRIVER | 69 | 86 | 93 | YES | NO | Check Range. Accredited ONLY Up to 250 FtLbs
UTICA | TS-30 | TORQUE SCREWDRIVER | 69 | 86 | 93 | YES | NO | Check Range. Accredited ONLY Up to 250 FtLbs
UTICA | TS-35 | TORQUE SCREWDRIVER | 69 | 86 | 93 | YES | NO | Check Range. Accredited ONLY Up to 250 FtLbs
UTICA | TS-SN-2 | TORQUE WRENCH | 69 | 86 | 93 | YES | NO | Check Range. Accredited ONLY Up to 250 FtLbs
Utica | TS-30 | Torque Limiting Screwdriver | 69 | 86 | 93 | YES | NO
UWE | APM-150 | SCALE LARGE | 207 | 259 | NA | NO | NO | 300 LB - In Lab Only
UWE | OAC-12 | SCALE | 124 | 155 | NA | NO | NO | 12 LB
UWE | SAC-7.5C | SCALE | 124 | 155 | NA | NO | NO | 3 LB
UWE | SCH-60CH | SCALE | 124 | 155 | NA | NO | NO
V PRIME | VTF-501 | FIXTURE BOARD | 0 | 0 | NA | NO | NO | NCR
V&A | VA710 | THERMOCOUPLE CALIBRATOR | 210 | 263 | 284 | YES | NO
VAISALA | HM 34 | HUMIDITY & TEMPERATURE METER | 242 | 303 | NA | NO | NO
VAISALA | HM34 | HUMIDITY TEMP METER | 242 | 303 | NA | NO | NO
VAISALA | HM34F | HUMIDITY TEMP METER | 242 | 303 | NA | NO | NO
VAISALA | HM40/HM41 | TEMPERATURE & HUMIDITY METER | 242 | 303 | NA | NO | NO
VAISALA | HMC20 | HUMIDITY TEMP METER | 242 | 303 | NA | NO | NO
VAISALA | HMI 31 | HUMIDITY SENSOR | 242 | 303 | NA | NO | NO
VAISALA | HMI38 | HUMIDITY SENSOR | 242 | 303 | NA | NO | NO
VAISALA | HMI41 | HUMIDITY TEMP METER | 242 | 303 | NA | NO | NO
VAISALA | HMI41/HMP46 | TEMP/HUM INDICATOR WITH PROBE | 242 | 303 | NA | NO | NO
VAISALA | HMM30C | HUMIDITY TRANSMITTER | 242 | 303 | NA | NO | NO
VAISALA | HMP110 | HUMIDITY & TEMPERATURE PROBE | 242 | 303 | NA | NO | NO
VAISALA | HMP233 | HUMIDITY TEMP METER | 242 | 303 | NA | NO | NO
VAISALA | HMP36 | HUMIDITY TEMP PROBE | 242 | 303 | NA | NO | NO
VAISALA | HMP37E | HUMIDITY TEMP METER | 242 | 303 | NA | NO | NO
VAISALA | HMP46 | HUMIDITY TEMP METER | 242 | 303 | NA | NO | NO
VAISALA | HMP75 | HUMIDITY TEMP PROBE | 242 | 303 | NA | NO | NO
VAISALA | HMP75/76 | HUMIDITY TEMP METER | 242 | 303 | NA | NO | NO
VAISALA | HMP76 | RH & T PROBE | 242 | 303 | NA | NO | NO
VAISALA | HMP77 | HUMIDITY & TEMPERATURE PROBE | 242 | 303 | NA | NO | NO
VAISALA | HMT120 | HUMIDITY TEMP TRANSMITTER | 242 | 303 | NA | NO | NO
VAISALA | HMT130 | HUMIDITY & TEMPERATURE TRANSMITTER | 242 | 303 | NA | NO | NO
VAISALA | HMW93 | TEMPERATURE AND HUMIDITY TRANSMITTER | 242 | 303 | NA | NO | NO
VAISALA | HMW93D | TEMPERATURE AND HUMIDITY TRANSMITTER | 242 | 303 | NA | NO | NO
VAISALA | HTM10 | Humidity and Temperature SENSOR | 242 | 303 | NA | NO | NO
VAISALA | MI70 | HUMIDITY TEMP METER W PROBE | 242 | 303 | NA | NO | NO
VAISALA | MI70/HMP75 | RH TEMPERATURE METER W PROBE | 242 | 303 | NA | NO | NO
VALHALLA | 2430-3HS | AC POWER ANALYZER | 294 | 368 | 397 | YES | NO
VALHALLA SCIENTIFIC | 2100 | AC POWER ANALYZER | 294 | 368 | 397 | YES | NO
VALHALLA SCIENTIFIC | 2101 | AC POWER ANALYZER | 294 | 368 | 397 | YES | NO
VALHALLA SCIENTIFIC | 2300 | AC POWER ANALYZER | 294 | 368 | 397 | YES | NO
VALHALLA SCIENTIFIC | 2110A | AC POWER ANALYZER | 294 | 368 | 397 | YES | NO
VALHALLA SCIENTIFIC | 2400 Series | AC POWER ANALYZER | 420 | 525 | 567 | YES | NO
VALHALLA SCIENTIFIC | 2430-35 | HARMONIC POWER ANALYZER | 420 | 525 | NA | NO | NO
VALHALLA SCIENTIFIC | 2430-3HE | HARMONIC POWER ANALYZER | 420 | 525 | NA | NO | NO
VALHALLA SCIENTIFIC | 2430-3HS | HARMONIC POWER ANALYZER | 420 | 525 | NA | NO | NO
VALHALLA SCIENTIFIC | 2575A | CALIBRATOR DC CURRENT AC CURRENT | 588 | 735 | NA | NO | NO | 0.001 to 100A
VALIDATOR | NT900 | T1 LINE TESTER | 420 | 525 | NA | NO | NO
VALLEY INSTRUMENT | 53702 | PRESSURE GAUGE | 69 | 86 | NA | NO | NO | 300 PSI
VALLEY INSTRUMENT | 300 PSI | PRESSURE GAUGE | 69 | 86 | NA | NO | NO | 300 PSI
VALLEY INSTRUMENT | 3000 PSI | PRESSURE GAUGE | 69 | 86 | NA | NO | NO | 3000 PSI
VAN DER STAHL | MD-850 | HEAT SEALER | 126 | 158 | 170 | YES | NO
VAN DORN | 170HT8-1125 | TEMP CONTROLLER MOLDING MACHINE | 126 | 158 | 170 | YES | NO
VAN DORN | 400-RS-30F-V V-HT | TEMP CONTROLLER MOLDING MACHINE | 126 | 158 | 170 | YES | NO
VAN DORN | 500-120 | TEMP CONTROLLER MOLDING MACHINE | 126 | 158 | 170 | YES | NO
VANGUARD INSTRUMENTS | ACCU OHM | RESISTANCE METER DLRO | 252 | 315 | 340 | YES | NO | 200 A
VANGUARD INSTRUMENTS | E2CT | CURRENT TRANSFORMER TEST SET | 378 | 473 | NA | NO | NO
VANGUARD INSTRUMENTS | EXCT | CURRENT TRANSFORMER TEST SET | 378 | 473 | NA | NO | NO
VANGUARD INSTRUMENTS | EXCT-10 | CURRENT TRANSFORMER TESTER | 378 | 473 | NA | NO | NO
VANGUARD INSTRUMENTS | EZCT-10 | CURRENT TRANSFORMER TESTER | 378 | 473 | NA | NO | NO
VANGUARD INSTRUMENTS | EZCT-2000C | CURRENT TRANSFORMER TESTER | 378 | 473 | NA | NO | NO
VANGUARD INSTRUMENTS | MCCB-250 | CIRCUIT BREAKER TESTER | 252 | 315 | NA | NO | NO
VANGUARD INSTRUMENTS | TRM-203 | TRANSFORMER RESISTANCE METER | 378 | 473 | NA | NO | NO
VANGUARD INSTRUMENTS | UPS S2 | UNIVERSAL POWER SUPPLY SERIES 2 | 168 | 210 | 227 | YES | NO
VARI-LINE INDUSTRIES | MR-12 | RULER | 69 | 86 | NA | NO | NO
VARIOUS | C9970 | VOLTAGE DETECTOR | 0 | 0 | NA | NO | NO | Send To Applied Instruments
VARIOUS | K TYPE | THERMOCOUPLE | 126 | 158 | 170 | YES | NO
VARIOUS | VARIOUS | COORDINATE MEASURING MACHINE | 0 | 0 | NA | NO | NO | Vendor Only. Check w SA Lab
VARIOUS | VARIOUS | CURRENT SHUNT | 168 | 210 | 227 | YES | NO | Up to 20A DC or AC 60HZ
VARIOUS | VARIOUS | END ROD SET 10 to 12 PIECE LONG1 | 442 | 553 | NA | NO | NO | 1 to 5 > 12 inches
VARIOUS | VARIOUS | END ROD SET 10 to 12 PIECE LONG2 | 469 | 586 | NA | NO | NO | 6 or more > 12 inches
VARIOUS | VARIOUS | END ROD SET 10 to 12 PIECE SHORT | 414 | 518 | NA | NO | NO | All Shorter than 12 inches
VARIOUS | VARIOUS | END ROD SET 13 to 15 PIECE LONG1 | 511 | 639 | NA | NO | NO | 1 to 7 > 12 inches
VARIOUS | VARIOUS | END ROD SET 13 to 15 PIECE LONG2 | 538 | 673 | NA | NO | NO | 8 or more > 12 inches
VARIOUS | VARIOUS | END ROD SET 13 to 15 PIECE SHORT | 483 | 604 | NA | NO | NO | All Shorter than 12 inches
VARIOUS | VARIOUS | END ROD SET 2 to 3 PIECE LONG | 173 | 216 | NA | NO | NO | 1 or more > 12 inches
VARIOUS | VARIOUS | END ROD SET 2 to 3 PIECE SHORT | 138 | 173 | NA | NO | NO | All Shorter than 12 inches
VARIOUS | VARIOUS | END ROD SET 4 to 6 PIECE LONG1 | 276 | 345 | NA | NO | NO | 1 to 2 > 12 inches
VARIOUS | VARIOUS | END ROD SET 4 to 6 PIECE LONG2 | 311 | 389 | NA | NO | NO | 3 or more > 12 inches
VARIOUS | VARIOUS | END ROD SET 4 to 6 PIECE SHORT | 242 | 303 | NA | NO | NO | All Shorter than 12 inches
VARIOUS | VARIOUS | END ROD SET 7 to 9 PIECE LONG1 | 373 | 466 | NA | NO | NO | 1 to 4 > 12 inches
VARIOUS | VARIOUS | END ROD SET 7 to 9 PIECE LONG2 | 400 | 500 | NA | NO | NO | 5 or more > 12 inches
VARIOUS | VARIOUS | END ROD SET 7 to 9 PIECE SHORT | 345 | 431 | NA | NO | NO | All Shorter than 12 inches
VARIOUS | VARIOUS | END ROD SINGLE <=12 INCH | 69 | 86 | NA | NO | NO | <12 INCH
VARIOUS | VARIOUS | END ROD SINGLE >12 TO 36 INCH | 90 | 113 | NA | NO | NO | >12 - 36 INCH
VARIOUS | VARIOUS | END ROD SINGLE >36 TO 60 INCH | 117 | 146 | NA | NO | NO | >36 - 60 INCH
VARIOUS | VARIOUS | GAUGE BLOCK SET, 11 to 20 PIECE | 311 | 389 | NA | NO | NO | 11 - 20 PC
VARIOUS | VARIOUS | GAUGE BLOCK SET, 21 to 30 PIECE | 345 | 431 | NA | NO | NO | 21 - 30 PC
VARIOUS | VARIOUS | GAUGE BLOCK SET, 31 to 40 PIECE | 414 | 518 | NA | NO | NO | 31 - 40 PC
VARIOUS | VARIOUS | GAUGE BLOCK SET, 41 to 60 PIECE | 449 | 561 | NA | NO | NO | 41 - 60 PC
VARIOUS | VARIOUS | GAUGE BLOCK SET, 5 to 10 PIECE | 276 | 345 | NA | NO | NO | 5 - 10 PC
VARIOUS | VARIOUS | GAUGE BLOCK SET, 61 to 80 PIECE | 483 | 604 | NA | NO | NO | 61 - 80 PC
VARIOUS | VARIOUS | GAUGE BLOCK SET, 81 to 90 PIECE | 552 | 690 | NA | NO | NO | 81 - 90 PC
VARIOUS | VARIOUS | GAUGE BLOCK SET, 91 to 115 PIECE | 621 | 776 | NA | NO | NO | 91 - 115 PC
VARIOUS | VARIOUS | HYDROMETER ALL TYPES | 0 | 0 | NA | NO | NO | Vendor Only
VARIOUS | VARIOUS | LIQUID IN GLASS THERMOMETER PARTIAL IMMERSION | 168 | 210 | 227 | YES | NO | Only Accept -15C to +90C Range
VARIOUS | VARIOUS | LIQUID IN GLASS THERMOMETER TOTAL IMMERSION | 0 | 0 | NA | NO | NO | DO NOT ACCEPT TOTAL IMMERSION
VARIOUS | VARIOUS | PARTICLE COUNTER AIR | 504 | 630 | NA | NO | NO
VARIOUS | VARIOUS | PARTICLE COUNTER AIR W TEMP RH | 504 | 630 | NA | NO | NO
VARIOUS | VARIOUS | PARTICLE COUNTERS | 504 | 630 | NA | NO | NO
VARIOUS | VARIOUS | PIN/PLUG GAUGE SET, 1001 to 1100 PIECE | 1829 | 2286 | NA | NO | NO | 1001 - 1100 PC
VARIOUS | VARIOUS | PIN/PLUG GAUGE SET, 101 to 200 PIECE | 449 | 561 | NA | NO | NO | 101 - 200 PC
VARIOUS | VARIOUS | PIN/PLUG GAUGE SET, 201 to 300 PIECE | 621 | 776 | NA | NO | NO | 201 - 300 PC
VARIOUS | VARIOUS | PIN/PLUG GAUGE SET, 26 to 50 PIECE | 138 | 173 | NA | NO | NO | 26 - 50 PC
VARIOUS | VARIOUS | PIN/PLUG GAUGE SET, 301 to 400 PIECE | 704 | 880 | NA | NO | NO | 301 - 400 PC
VARIOUS | VARIOUS | PIN/PLUG GAUGE SET, 4 to 25 PIECE | 110 | 138 | NA | NO | NO | 4 - 25 PC
VARIOUS | VARIOUS | PIN/PLUG GAUGE SET, 401 to 500 PIECE | 794 | 993 | NA | NO | NO | 401 - 500 PC
VARIOUS | VARIOUS | PIN/PLUG GAUGE SET, 501 to 600 PIECE | 966 | 1208 | NA | NO | NO | 501 - 600 PC
VARIOUS | VARIOUS | PIN/PLUG GAUGE SET, 51 to 100 PIECE | 242 | 303 | NA | NO | NO | 51 - 100 PC
VARIOUS | VARIOUS | PIN/PLUG GAUGE SET, 601 to 700 PIECE | 1139 | 1424 | NA | NO | NO | 601 - 700 PC
VARIOUS | VARIOUS | PIN/PLUG GAUGE SET, 701 to 800 PIECE | 1311 | 1639 | NA | NO | NO | 701 - 800 PC
VARIOUS | VARIOUS | PIN/PLUG GAUGE SET, 801 to 900 PIECE | 1484 | 1855 | NA | NO | NO | 801 - 900 PC
VARIOUS | VARIOUS | PIN/PLUG GAUGE SET, 901 to 1000 PIECE | 1656 | 2070 | NA | NO | NO | 901 - 1000 PC
Various | Various | PIPETTE > 9 Channel | 0 | 0 | NA | NO | NO | Vendor Only
Various | Various | PIPETTE 1 - 3 Channel | 138 | 173 | NA | NO | NO
Various | Various | PIPETTE 4 - 6 Channel | 276 | 345 | NA | NO | NO
Various | Various | PIPETTE 7 - 8 Channel | 414 | 518 | NA | NO | NO
VARIOUS | VARIOUS | SURFACE PLATE | 0 | 0 | NA | NO | NO | Refer to Separate Surface Plate Price List
VECTOR | WP78 | DC POWER SUPPLY | 168 | 210 | 227 | YES | NO
VECTOR INSTRUMENTS | WR-415 | RESISTANCE BOX | 210 | 263 | 284 | YES | NO
VEEDER-ROOT | 8628-20309 | RPM TESTER | 168 | 210 | 227 | YES | NO | MU RPM using Time Mk on 5520A
VEEDER-ROOT | 8628-40302 | DIGITAL PRESSURE GAGE | 69 | 86 | NA | NO | NO
VELLEMAN | DVM810 | DMM HANDHELD | 126 | 158 | 170 | YES | NO
VELLEMAN | DVM850BL | DMM HANDHELD | 126 | 158 | 170 | YES | NO
VENABLE | Various | FREQUENCY RESPONSE ANALYZERS | 0 | 0 | NA | NO | NO | OEM Cal Only
VERIMET | M4900C | CONDUCTIVITY METER | 138 | 173 | NA | NO | NO
VERITAS | M314Ai | ANALYTICAL BALANCE | 207 | 259 | NA | NO | NO
VERMONT GAGE | 3/8-16 UNC 2B | GO/NOGO PLUG GAGE | 69 | 86 | NA | NO | NO
VERMONT GAUGE | #10-32 UNF-2A | THREAD RING GAUGE GO NOGO | 69 | 86 | NA | NO | NO
VERMONT GAUGE | #4-40 UNC 2A | THREAD RING GAUGE GO NOGO | 69 | 86 | NA | NO | NO
VERMONT GAUGE | .2328-56 UNS-2B | THREAD PLUG GAUGE GO NOGO | 69 | 86 | NA | NO | NO
VERMONT GAUGE | 0.011"-.250" Minus | PIN GAUGE SET | 621 | 776 | NA | NO | NO | 239 pc
VERMONT GAUGE | 0.011"-0.060" Minus | PLUG GAUGE SET | 138 | 173 | NA | NO | NO | 50 pc
VERMONT GAUGE | 0.011"-0.060" Plus | PLUG GAUGE SET | 138 | 173 | NA | NO | NO | 50 pc
VERMONT GAUGE | 0.0115"-0.0605" | PLUG GAUGE SET | 138 | 173 | NA | NO | NO | 50 pc
VERMONT GAUGE | 0.0115"-0.0605" Minus | PLUG GAUGE SET | 138 | 173 | NA | NO | NO | 50 pc
VERMONT GAUGE | 0.0115"-0.0605" Plus | PLUG GAUGE SET | 138 | 173 | NA | NO | NO | 50 pc
VERMONT GAUGE | 0.061"-0.250" Minus | PLUG GAUGE SET | 449 | 561 | NA | NO | NO | 190 pc
VERMONT GAUGE | 0.061"-0.250" Plus | PLUG GAUGE SET | 449 | 561 | NA | NO | NO | 190 pc
VERMONT GAUGE | 0.0615"-0.2505" Plus | PLUG GAUGE SET | 449 | 561 | NA | NO | NO | 190 pc
VERMONT GAUGE | 0.1255" CLASS X | PLUG GAUGE GO | 69 | 86 | NA | NO | NO
VERMONT GAUGE | 0.1750" | PLUG GAUGE GO, CLASS X | 69 | 86 | NA | NO | NO
VERMONT GAUGE | 0.1884" CLASS X | PLUG GAUGE GO | 69 | 86 | NA | NO | NO
VERMONT GAUGE | 0.20mm-1.28mm | PLUG GAUGE SET | 242 | 303 | NA | NO | NO | 55 pc
VERMONT GAUGE | 0.20mm-1.28mm Minus | PLUG GAUGE SET | 242 | 303 | NA | NO | NO | 55 pc
VERMONT GAUGE | 0.20mm-18.98mm MINUS | PLUG GAUGE SET | 1656 | 2070 | NA | NO | NO | 940 pc
VERMONT GAUGE | 0.21mm-13.99mm MINUS | PLUG GAUGE SET | 1139 | 1424 | NA | NO | NO | 690 pc
VERMONT GAUGE | 0.247" | PLUG GAUGE CLASS ZZ | 69 | 86 | NA | NO | NO
VERMONT GAUGE | 0.248" | PLUG GAUGE CLASS ZZ | 69 | 86 | NA | NO | NO
VERMONT GAUGE | 0.251"-0.500" Minus | PLUG GAUGE SET | 621 | 776 | NA | NO | NO | 250 pc
VERMONT GAUGE | 0.251"-0.500" Plus | PLUG GAUGE SET | 621 | 776 | NA | NO | NO | 250 pc
VERMONT GAUGE | 0.2515"-0.5005" Plus | PLUG GAUGE SET | 621 | 776 | NA | NO | NO | 250 pc
VERMONT GAUGE | 0.3050" | PLUG GAUGE GO | 69 | 86 | NA | NO | NO
VERMONT GAUGE | 0.343/0.375 | PLUG GAUGE GO NOGO | 69 | 86 | NA | NO | NO
VERMONT GAUGE | 0.4020" | PLUG GAUGE GO | 69 | 86 | NA | NO | NO
VERMONT GAUGE | 0.4409/0.4413 CLASS XX | PLUG GAUGE GO NOGO | 69 | 86 | NA | NO | NO
VERMONT GAUGE | 0.501" - 0.6250" Plus | PLUG GAUGE SET | 449 | 561 | NA | NO | NO | 125 pc
VERMONT GAUGE | 0.501"-0.625" Minus | PLUG GAUGE SET | 449 | 561 | NA | NO | NO | 125 pc
VERMONT GAUGE | 0.520"-0.522" | PLUG GAUGE SET | 110 | 138 | NA | NO | NO
VERMONT GAUGE | 0.626"-0.750" Plus | PLUG GAUGE SET | 449 | 561 | NA | NO | NO | 125 pc
VERMONT GAUGE | 0.850-20 UNS-2A | THREAD RING GAUGE GO | 69 | 86 | NA | NO | NO
VERMONT GAUGE | 0.850-20 UNS-2A LH | THREAD RING GAUGE GO | 69 | 86 | NA | NO | NO
VERMONT GAUGE | 0.875-6 ACME-2G LH | THREAD PLUG GAUGE GO NOGO | 69 | 86 | NA | NO | NO
VERMONT GAUGE | 0-80 UNF-2B | THREAD PLUG GAUGE GO NOGO | 69 | 86 | NA | NO | NO
VERMONT GAUGE | 1 1/16-12 UN-2B | THREAD PLUG GAUGE GO NOGO | 69 | 86 | NA | NO | NO
VERMONT GAUGE | 1 1/2-20 UN-2B | THREAD PLUG GAUGE GO NOGO | 69 | 86 | NA | NO | NO
VERMONT GAUGE | 1 1/2-6 UNC-2A | THREAD PLUG GAUGE GO | 69 | 86 | NA | NO | NO
VERMONT GAUGE | 1 1/4-18 UNEF-2B | THREAD PLUG GAUGE GO NOGO | 69 | 86 | NA | NO | NO
VERMONT GAUGE | 1 1/4-8 UN-2B | THREAD PLUG GAUGE GO NOGO | 69 | 86 | NA | NO | NO
VERMONT GAUGE | 1 1/8-18 UNEF 2B | THREAD PLUG GAUGE GO NOGO | 69 | 86 | NA | NO | NO
VERMONT GAUGE | 1 1/8-32 UNS-2B | THREAD PLUG GAUGE GO NOGO | 69 | 86 | NA | NO | NO
VERMONT GAUGE | 1 11/16 UNEF-2B | THREAD PLUG GAUGE GO NOGO | 69 | 86 | NA | NO | NO
VERMONT GAUGE | 1 3/4-12 UN-2A | THREAD RING GAUGE NOGO | 69 | 86 | NA | NO | NO
VERMONT GAUGE | 1 3/4-12 UN-2B | THREAD PLUG GAUGE GO NOGO | 69 | 86 | NA | NO | NO
VERMONT GAUGE | 1 3/8-12 UNF-2A | THREAD RING GAUGE GO | 69 | 86 | NA | NO | NO
VERMONT GAUGE | 1 5/16-32 UNS-2B | THREAD PLUG GAUGE GO NOGO | 69 | 86 | NA | NO | NO
VERMONT GAUGE | 1 5/8-12 UN-2A | THREAD RING GAUGE GO NOGO | 69 | 86 | NA | NO | NO
VERMONT GAUGE | 1 5/8-12 UN-3B | THREAD PLUG GAUGE GO NOGO | 69 | 86 | NA | NO | NO
VERMONT GAUGE | 1 7/16-20 UN-2A | THREAD RING GAUGE GO NOGO | 69 | 86 | NA | NO | NO
VERMONT GAUGE | 1 7/16-20 UN-2B | THREAD PLUG GAUGE GO NOGO | 69 | 86 | NA | NO | NO
VERMONT GAUGE | 1 7/8-12 UN-3B | THREAD PLUG GAUGE GO NOGO | 69 | 86 | NA | NO | NO
VERMONT GAUGE | 1"-14 UNS-2A | THREAD RING GAUGE GO | 69 | 86 | NA | NO | NO
VERMONT GAUGE | 1"-32 UN 2B | THREAD PLUG GAUGE GO NOGO | 69 | 86 | NA | NO | NO
VERMONT GAUGE | 1"-8 UNC-2A | THREAD RING GAUGE GO NOGO | 69 | 86 | NA | NO | NO
VERMONT GAUGE | 1.0000" CLASS X MINUS | PLUG GAUGE | 69 | 86 | NA | NO | NO
VERMONT GAUGE | 1.0000/1.0030 CLASS XX | PLUG GAUGE GO NOGO | 69 | 86 | NA | NO | NO
VERMONT GAUGE | 1.037-32 UNS-2A | THREAD RING GAUGE GO NOGO | 69 | 86 | NA | NO | NO
VERMONT GAUGE | 1.30mm- 4.98mm Minus | PLUG GAUGE SET | 449 | 561 | NA | NO | NO | 185 pc
VERMONT GAUGE | 1.30mm-4.98mm Minus | PLUG GAUGE SET | 449 | 561 | NA | NO | NO | 185 pc
VERMONT GAUGE | 1.31mm-4.99mm Minus | PLUG GAUGE SET | 449 | 561 | NA | NO | NO | 185 pc
VERMONT GAUGE | 1.375-32 UNS-2A | THREAD RING GAUGE GO NOGO | 69 | 86 | NA | NO | NO
VERMONT GAUGE | 1/2-12 UNS-2B | THREAD PLUG GAUGE GO NOGO | 69 | 86 | NA | NO | NO
VERMONT GAUGE | 1/2-13 UNC-2A | THREAD RING GAUGE GO | 69 | 86 | NA | NO | NO
VERMONT GAUGE | 1/2-20 UNF 2B STI | THREAD PLUG GAUGE GO NOGO | 69 | 86 | NA | NO | NO
VERMONT GAUGE | 1/2-20 UNF-2A | THREAD RING GAUGE GO NOGO | 69 | 86 | NA | NO | NO
VERMONT GAUGE | 1/2-28 UNEF-2B | THREAD PLUG GAUGE GO NOGO | 69 | 86 | NA | NO | NO
VERMONT GAUGE | 1/2-32 UN 2B | THREAD PLUG GAUGE GO NOGO | 69 | 86 | NA | NO | NO
VERMONT GAUGE | 1/4-20 UNC-2A | THREAD RING GAUGE GO NOGO | 69 | 86 | NA | NO | NO
VERMONT GAUGE | 1/4-20 UNC-2B | THREAD PLUG GAUGE GO NOGO | 69 | 86 | NA | NO | NO
VERMONT GAUGE | 1/4-20 UNC-2B STI | THREAD PLUG GAUGE GO NOGO | 69 | 86 | NA | NO | NO
VERMONT GAUGE | 1/4-28 UNF-2A | THREAD RING GAUGE GO | 69 | 86 | NA | NO | NO
VERMONT GAUGE | 1/4-28 UNF-2B | THREAD PLUG GAUGE GO NOGO | 69 | 86 | NA | NO | NO
VERMONT GAUGE | 1/4-28 UNF-3A | THREAD RING GAUGE GO NOGO | 69 | 86 | NA | NO | NO
VERMONT GAUGE | 1/4-32 UNEF-2B LH | THREAD PLUG GAUGE GO NOGO | 69 | 86 | NA | NO | NO
VERMONT GAUGE | 1/4-32 UNREF-2B LH | THREAD PLUG GAUGE GO NOGO | 69 | 86 | NA | NO | NO
VERMONT GAUGE | 1/8-27 NPSC | THREAD PLUG GAUGE GO NOGO | 69 | 86 | NA | NO | NO
VERMONT GAUGE | 10.01mm-13.99mm Minus | PLUG GAUGE SET | 449 | 561 | NA | NO | NO | 200 pc
VERMONT GAUGE | 10-24 UNC 2B | THREAD PLUG GAUGE GO NOGO | 69 | 86 | NA | NO | NO
VERMONT GAUGE | 10-24 UNC-2A | THREAD RING GAUGE GO | 69 | 86 | NA | NO | NO
VERMONT GAUGE | 10-32 UNF-2A | THREAD RING GAUGE GO NOGO | 69 | 86 | NA | NO | NO
VERMONT GAUGE | 10-32 UNF-2A | THREAD RING GAUGE NOGO | 69 | 86 | NA | NO | NO
VERMONT GAUGE | 10-32 UNF-2B | THREAD PLUG GAUGE GO NOGO | 69 | 86 | NA | NO | NO
VERMONT GAUGE | 10-32 UNF-2B | THREAD PLUG GAUGE GO NOGO | 69 | 86 | NA | NO | NO
VERMONT GAUGE | 10-48 UNS 2A | RING GAUGE GO | 69 | 86 | NA | NO | NO
VERMONT GAUGE | 10-56 UNS-2B | THREAD PLUG GAUGE GO | 69 | 86 | NA | NO | NO
VERMONT GAUGE | 11/16-16 UN-2B | THREAD PLUG GAUGE GO NOGO | 69 | 86 | NA | NO | NO
VERMONT GAUGE | 1-14 UNS 2B | THREAD PLUG GAUGE GO NOGO | 69 | 86 | NA | NO | NO
VERMONT GAUGE | 12-24 UNC-2A | THREAD RING GAUGE GO NOGO | 69 | 86 | NA | NO | NO
VERMONT GAUGE | 12-28 UNF-2A | THREAD RING GAUGE GO | 69 | 86 | NA | NO | NO
VERMONT GAUGE | 12-32 UNEF-2A | THREAD RING GAUGE GO NOGO | 69 | 86 | NA | NO | NO
VERMONT GAUGE | 12-32 UNEF-3B | THREAD PLUG GAUGE GO NOGO | 69 | 86 | NA | NO | NO
VERMONT GAUGE | 12-36 UNS-2B | THREAD PLUG GAUGE GO NOGO | 69 | 86 | NA | NO | NO
VERMONT GAUGE | 13/16-13 UN-2A | THREAD RING GAUGE GO NOGO | 69 | 86 | NA | NO | NO
VERMONT GAUGE | 13/16-20 UNEF-3A | THREAD RING GAUGE GO | 69 | 86 | NA | NO | NO
VERMONT GAUGE | 13/16-32 UN 2B | THREAD PLUG GAUGE GO NOGO | 69 | 86 | NA | NO | NO
VERMONT GAUGE | 14.01mm-16.49mm Minus | PLUG GAUGE SET | 449 | 561 | NA | NO | NO | 125 pc
VERMONT GAUGE | 15/16-16 UN 2B | THREAD PLUG GAUGE GO NOGO | 69 | 86 | NA | NO | NO
VERMONT GAUGE | 15/16-20 UNEF | THREAD PLUG GAUGE GO | 69 | 86 | NA | NO | NO
VERMONT GAUGE | 15/16-20 UNEF 2B | THREAD PLUG GAUGE GO NOGO | 69 | 86 | NA | NO | NO
VERMONT GAUGE | 1-72 UNF 2B | THREAD PLUG GAUGE GO NOGO | 69 | 86 | NA | NO | NO
VERMONT GAUGE | 1-8 UNC-1B | THREAD PLUG GAUGE GO NOGO | 69 | 86 | NA | NO | NO
VERMONT GAUGE | 19.00mm-25.48mm MINUS | PLUG GAUGE SET | 621 | 776 | NA | NO | NO | 275 pc (?)
VERMONT GAUGE | 2 1/2-8 NPT | THREAD RING GAUGE | 69 | 86 | NA | NO | NO
VERMONT GAUGE | 2 1/8-12 UN-2B | THREAD PLUG GAUGE GO NOGO | 69 | 86 | NA | NO | NO
VERMONT GAUGE | 2 1/8-20 UN-2B | THREAD PLUG GAUGE GO | 69 | 86 | NA | NO | NO
VERMONT GAUGE | 2 3/4-8 UN-2A | THREAD RING GAUGE GO NOGO | 69 | 86 | NA | NO | NO
VERMONT GAUGE | 2 5/8-32 UNS-2B | THREAD PLUG GAUGE GO NOGO | 69 | 86 | NA | NO | NO
VERMONT GAUGE | 2"-11 1/2 NPT | THREAD RING GAUGE | 69 | 86 | NA | NO | NO
VERMONT GAUGE | 2.4440" | PLUG GAUGE NOGO, CLASS XX | 69 | 86 | NA | NO | NO
VERMONT GAUGE | 2.4450" | PLUG GAUGE NOGO, CLASS XX | 69 | 86 | NA | NO | NO
VERMONT GAUGE | 2.50-12 UNJ-3B | THREAD PLUG GAUGE GO NOGO | 69 | 86 | NA | NO | NO
VERMONT GAUGE | 2.52mm-2.55mm | HEX GAUGE GO NOGO | 69 | 86 | NA | NO | NO
VERMONT GAUGE | 2-12 UN-2B | THREAD PLUG GAUGE GO NOGO | 69 | 86 | NA | NO | NO
VERMONT GAUGE | 2-56 UNC-2B | THREAD PLUG GAUGE GO NOGO | 69 | 86 | NA | NO | NO
VERMONT GAUGE | 3 3/16-32 UNS-2B | THREAD PLUG GAUGE GO | 69 | 86 | NA | NO | NO
VERMONT GAUGE | 3 3/8-40 UNS-2B | THREAD PLUG GAUGE NOGO | 69 | 86 | NA | NO | NO
VERMONT GAUGE | 3/4-16 UNF-2B | THREAD PLUG GAUGE GO NOGO | 69 | 86 | NA | NO | NO
VERMONT GAUGE | 3/4-20 UNEF 2B | THREAD PLUG GAUGE GO NOGO | 69 | 86 | NA | NO | NO
VERMONT GAUGE | 3/4-32 UN-2B | THREAD PLUG GAUGE GO NOGO | 69 | 86 | NA | NO | NO
VERMONT GAUGE | 3/8-.0455P-0909L UNS-2B | THREAD PLUG GAUGE GO NOGO | 69 | 86 | NA | NO | NO
VERMONT GAUGE | 3/8-16 UNC 2B LH | THREAD PLUG GAUGE GO NOGO | 69 | 86 | NA | NO | NO
VERMONT GAUGE | 3/8-16 UNC-2A | THREAD RING GAUGE GO NOGO | 69 | 86 | NA | NO | NO
VERMONT GAUGE | 3/8-24 UNF-2A | THREAD RING GAUGE GO NOGO | 69 | 86 | NA | NO | NO
VERMONT GAUGE | 3/8-24 UNF-3B | THREAD PLUG GAUGE GO NOGO | 69 | 86 | NA | NO | NO
VERMONT GAUGE | 3-8 UN-2B | THREAD PLUG GAUGE GO NOGO | 69 | 86 | NA | NO | NO
VERMONT GAUGE | 4 3/16"-32 UNS-2B | THREAD RING GAUGE GO | 69 | 86 | NA | NO | NO
VERMONT GAUGE | 4"-32 UNS-2B | THREAD RING GAUGE GO | 69 | 86 | NA | NO | NO
VERMONT GAUGE | 4-40 UNC 2B | THREAD PLUG GAUGE GO NOGO | 69 | 86 | NA | NO | NO
VERMONT GAUGE | 4-40 UNC-2A | THREAD RING GAUGE GO NOGO | 69 | 86 | NA | NO | NO
VERMONT GAUGE | 4-40 UNC-2A | THREAD SET PLUG GAUGE GO NOGO | 69 | 86 | NA | NO | NO
VERMONT GAUGE | 4-40 UNC-2B | THREAD PLUG GAUGE GO NOGO | 69 | 86 | NA | NO | NO
VERMONT GAUGE | 4-40 UNC-3A | THREAD RING GAUGE GO | 69 | 86 | NA | NO | NO
VERMONT GAUGE | 4-48 UNF-2B | THREAD PLUG GAUGE GO NOGO | 69 | 86 | NA | NO | NO
VERMONT GAUGE | 5.01mm-9.99mm Minus | PLUG GAUGE SET | 621 | 776 | NA | NO | NO | 250 pc
VERMONT GAUGE | 5/16-12 UN-3B | THREAD PLUG GAUGE NOGO | 69 | 86 | NA | NO | NO
VERMONT GAUGE | 5/16-18 UNC-2A | THREAD RING GAUGE GO | 69 | 86 | NA | NO | NO
VERMONT GAUGE | 5/16-18 UNC-2A | THREAD RING GAUGE GO NOGO | 69 | 86 | NA | NO | NO
VERMONT GAUGE | 5/16-24 UNF-2A | THREAD RING GAUGE GO | 69 | 86 | NA | NO | NO
VERMONT GAUGE | 5/16-24 UNF-2A | THREAD RING GAUGE GO NOGO | 69 | 86 | NA | NO | NO
VERMONT GAUGE | 5/16-24 UNF-2B | THREAD PLUG GAUGE GO NOGO | 69 | 86 | NA | NO | NO
VERMONT GAUGE | 5/8-11 UNC 2B | THREAD PLUG GAUGE GO NOGO | 69 | 86 | NA | NO | NO
VERMONT GAUGE | 5/8-18 UNF-2A | THREAD RING GAUGE GO NOGO | 69 | 86 | NA | NO | NO
VERMONT GAUGE | 5/8-18 UNF-2B | THREAD PLUG GAUGE GO NOGO | 69 | 86 | NA | NO | NO
VERMONT GAUGE | 5/8-24 UNEF-2A | THREAD RING GAUGE GO NOGO | 69 | 86 | NA | NO | NO
VERMONT GAUGE | 5-40 UNC-2A | THREAD RING GAUGE GO NOGO | 69 | 86 | NA | NO | NO
VERMONT GAUGE | 6-32 UNC-2A | THREAD RING GAUGE GO NOGO | 69 | 86 | NA | NO | NO
VERMONT GAUGE | 6-32 UNC-2B | THREAD PLUG GAUGE GO NOGO | 69 | 86 | NA | NO | NO
VERMONT GAUGE | 6-32 UNC-2B STI | THREAD PLUG GAUGE GO NOGO | 69 | 86 | NA | NO | NO
VERMONT GAUGE | 6-32 UNF-2B | THREAD PLUG GAUGE GO NOGO | 69 | 86 | NA | NO | NO
VERMONT GAUGE | 7/16-20 UNEF-3A | THREAD RING GAUGE GO NOGO | 69 | 86 | NA | NO | NO
VERMONT GAUGE | 7/16-20 UNF-2A | THREAD RING GAUGE GO | 69 | 86 | NA | NO | NO
VERMONT GAUGE | 7/16-20 UNJF-3A | THREAD RING GAUGE GO NOGO | 69 | 86 | NA | NO | NO
VERMONT GAUGE | 7/16-32 UN 2B | THREAD PLUG GAUGE GO NOGO | 69 | 86 | NA | NO | NO
VERMONT GAUGE | 7/8-14 UNF-2A | THREAD PLUG GAUGE GO NOGO | 69 | 86 | NA | NO | NO
VERMONT GAUGE | 8-32 UNC 2B | THREAD PLUG GAUGE GO NOGO | 69 | 86 | NA | NO | NO
VERMONT GAUGE | 8-32 UNC-2A | THREAD RING GAUGE GO NOGO | 69 | 86 | NA | NO | NO
VERMONT GAUGE | 8-32 UNC-2B | THREAD PLUG GAUGE GO NOGO | 69 | 86 | NA | NO | NO
VERMONT GAUGE | 8-32 UNC-3A | THREAD RING GAUGE NOGO | 69 | 86 | NA | NO | NO
VERMONT GAUGE | 8-36 UNF-2A | THREAD RING GAUGE GO NOGO | 69 | 86 | NA | NO | NO
VERMONT GAUGE | 9/16-18 UNF-2A | THREAD RING GAUGE GO NOGO | 69 | 86 | NA | NO | NO
VERMONT GAUGE | 9/16-24 UNEF-2B | THREAD PLUG GAUGE GO NOGO | 69 | 86 | NA | NO | NO
VERMONT GAUGE | 9/16-32 UN 2B | THREAD PLUG GAUGE GO NOGO | 69 | 86 | NA | NO | NO
VERMONT GAUGE | M12X1.25-6H | THREAD PLUG GAUGE GO NOGO | 69 | 86 | NA | NO | NO
VERMONT GAUGE | M14.0X1.50 6H | THREAD PLUG GAUGE GO NOGO | 69 | 86 | NA | NO | NO
VERMONT GAUGE | M14x1-6g | THREAD RING GAUGE GO | 69 | 86 | NA | NO | NO
VERMONT GAUGE | M16.0 X 2.00 6H | THREAD PLUG GAUGE GO NOGO | 69 | 86 | NA | NO | NO
VERMONT GAUGE | M2.5x0.45-6g | THREAD RING GAUGE GO NOGO | 69 | 86 | NA | NO | NO
VERMONT GAUGE | M20x1.5-6H STI | THREAD PLUG GAUGE GO NOGO | 69 | 86 | NA | NO | NO
VERMONT GAUGE | M25.0 X 1.50 6H | THREAD PLUG GAUGE GO NOGO | 69 | 86 | NA | NO | NO
VERMONT GAUGE | M2x0.4-6g | THREAD RING GAUGE GO | 69 | 86 | NA | NO | NO
VERMONT GAUGE | M3x0.5-6H | THREAD PLUG GAUGE GO NOGO | 69 | 86 | NA | NO | NO
VERMONT GAUGE | M4.0X.70 6H | THREAD PLUG GAUGE GO NOGO | 69 | 86 | NA | NO | NO
VERMONT GAUGE | M4.5X0.75-6G | THREAD RING GAUGE GO NOGO | 69 | 86 | NA | NO | NO
VERMONT GAUGE | M4.5X0.75-6H | THREAD PLUG GAUGE GO NOGO | 69 | 86 | NA | NO | NO
VERMONT GAUGE | M4x0.7-6G | THREAD RING GAUGE GO NOGO | 69 | 86 | NA | NO | NO
VERMONT GAUGE | M4x0.7-6H | THREAD PLUG GAUGE GO NOGO | 69 | 86 | NA | NO | NO
VERMONT GAUGE | M5x0.8-6H | THREAD PLUG GAUGE GO NOGO | 69 | 86 | NA | NO | NO
VERMONT GAUGE | M5X0.8-6H STI | THREAD PLUG GAUGE GO NOGO | 69 | 86 | NA | NO | NO
VERMONT GAUGE | M6X0.75-6H | THREAD PLUG GAUGE GO NOGO | 69 | 86 | NA | NO | NO
VERMONT GAUGE | M6x1.0-6G | THREAD RING GAUGE GO | 69 | 86 | NA | NO | NO
VERMONT GAUGE | M6X1-6G | THREAD RING GAUGE GO | 69 | 86 | NA | NO | NO
VERMONT GAUGE | M6x1-6H STI | THREAD PLUG GAUGE GO NOGO | 69 | 86 | NA | NO | NO
VERMONT GAUGE | M7.0X1.00 6H | THREAD PLUG GAUGE GO NOGO | 69 | 86 | NA | NO | NO
VERMONT GAUGE | M7x1.0-6H | THREAD PLUG GAUGE GO NOGO | 69 | 86 | NA | NO | NO
VERMONT GAUGE | M7X1-6G | THREAD RING GAUGE GO NOGO | 69 | 86 | NA | NO | NO
VERMONT GAUGE | M8.0 X 1.00 6H | THREAD PLUG GAUGE GO NOGO | 69 | 86 | NA | NO | NO
VERMONT GAUGE | M8.0-1.25 6H | THREAD PLUG GAUGE GO NOGO | 69 | 86 | NA | NO | NO
VERMONT GAUGE | M8x1.0-6H | THREAD PLUG GAUGE GO NOGO | 69 | 86 | NA | NO | NO
VERMONT GAUGE | M8X1.25-6G | THREAD RING GAUGE GO | 69 | 86 | NA | NO | NO
VERMONT GAUGE | M8x1.25-6H STI | THREAD PLUG GAUGE GO NOGO | 69 | 86 | NA | NO | NO
VERMONT GAUGE | PLUG GAUGE SET | PLUG GAUGE SET | 110 | 138 | NA | NO | NO | 4 pc
VERMONT PRECISION | VP-30 | OPTICAL COMPARATOR | 276 | 345 | NA | NO | NO
VERSA GAUGE | CF DIGIMATIC | CALIPER LARGE | 104 | 130 | 140 | YES | NO | 40 INCH
VERTAS | S2202 | SCALE | 124 | 155 | NA | NO | NO | 2.2 KG
VESSEL | F-12E | BENCHTOP DEIONIZER | 168 | 210 | NA | NO | NO
VESSEL | SDJ-09 | IONIZING AIR BLOWER | 168 | 210 | NA | NO | NO
VESSEL | SDJ-09 STAT BUSTER | IONIZING AIR BLOWER | 168 | 210 | NA | NO | NO
VEVOR | T-962A | REFLOW OVEN | 378 | 473 | 510 | YES | NO | Accredited Up to +400oC
VIAVI | MORL A13456 MSTD | Optical test and measurement platform | 336 | 420 | NA | NO | NO
VICHY | DM4070 | LCR METER HANDHELD | 210 | 263 | NA | NO | NO
VICI | DM6801A+ | THERMOMETER | 168 | 210 | 227 | YES | NO
VICTOR | 0-4000 PSI/0-6000 PSI | PRESSURE GAUGE REGULATOR | 69 | 86 | NA | NO | NO
VICTOR LDB | VC3165 | FREQ COUNTER | 210 | 263 | NA | NO | NO
VICTOR LDB | VC97 | DMM HANDHELD | 126 | 158 | 170 | YES | NO
VINATORU | VM5-10 | DIGITAL FORCE GAGE | 138 | 173 | NA | NO | NO
VIRTUAL MEASUREMENTS & CONTROL | VB-302A-1000 | SCALE ANALYTICAL BALANCE | 207 | 259 | NA | NO | NO | 1000 g
VIRTUAL MEASUREMENTS & CONTROL | VB-302A-10000 | SCALE ANALYTICAL BALANCE | 124 | 155 | NA | NO | NO | 10 kg
VIRTUAL MEASUREMENTS & CONTROL | VB-302A-300 | SCALE ANALYTICAL BALANCE | 207 | 259 | 279 | YES | NO | 300 g
VIRTUAL MEASUREMENTS & CONTROL | VB-302A-3000 | SCALE ANALYTICAL BALANCE | 124 | 155 | NA | NO | NO | 3000 g
VIRTUAL MEASUREMENTS & CONTROL | VB-302A-60 | SCALE ANALYTICAL BALANCE | 207 | 259 | 279 | YES | NO | 60 g
VIRTUAL MEASUREMENTS & CONTROL | VB-302A-600 | SCALE ANALYTICAL BALANCE | 207 | 259 | NA | NO | NO | 600 g
VIRTUAL MEASUREMENTS & CONTROL | VB-302A-6000 | SCALE ANALYTICAL BALANCE | 124 | 155 | NA | NO | NO | 6 kg
VIRTUAL MEASUREMENTS & CONTROL | VW330C | SCALE | 124 | 155 | NA | NO | NO | 1.5 KG
VIS | 0-1" | MICROMETER | 69 | 86 | 93 | YES | NO | 1 INCH
VIS | 12" | LEVEL MASTER PRECISION | 69 | 86 | NA | NO | NO | 12 INCH
VIS | 14.50" | CALIPER | 69 | 86 | 93 | YES | NO | 14.50 INCH
VISHAY BLH | 325 | RESISTANCE CALIBRATOR | 210 | 263 | 284 | YES | NO
VISION ENGINEERING | H-07618 | MICROSCOPE MOUNTED | 276 | 345 | NA | NO | NO
VISION ENGINEERING | KESTRAL | MEASURING MICROSCOPE | 276 | 345 | NA | NO | NO
VISION ENGINEERING | SWIFT DUO | SWIFT VISION SYSTEM | 276 | 345 | NA | NO | NO
VISUAL THERMOFORMING | EMD2PH | TEMP CONTROLLER SEALER,BLISTER PACK | 126 | 158 | 170 | YES | NO
VITREK | 944I | HIPOT TESTER | 252 | 315 | 340 | YES | NO
VITREK | 944I WITH DC-10 OPTION | HIPOT TESTER | 252 | 315 | 340 | YES | NO
VITREK | 948i | HIPOT SCANNING SYSTEM | 252 | 315 | 340 | YES | NO
VITREK | 951I | HIPOT TESTER | 252 | 315 | 340 | YES | NO
VITREK | DC10 | HIPOT TESTER | 252 | 315 | 340 | YES | NO
VITREK | V3 | HIPOT TESTER | 252 | 315 | 340 | YES | NO
VITREK | V4 | AC SAFETY ANALYZER | 294 | 368 | 397 | YES | NO
VITREK | V52 | HIPOT TESTER | 294 | 368 | 397 | YES | NO
VITREK | V53 | AC SAFETY ANALYZER | 294 | 368 | 397 | YES | NO
VITREK | V60 | AC SAFETY ANALYZER | 294 | 368 | 397 | YES | NO
VITREK | V61 | AC SAFETY ANALYZER | 294 | 368 | 397 | YES | NO
VITREK | V70 | AC HIPOT SAFETY TESTER | 294 | 368 | 397 | YES | NO
VITREK | V71 | AC/DC HIPOT TESTER | 294 | 368 | 397 | YES | NO
VITREK | V73 | AC SAFETY ANALYZER | 294 | 368 | 397 | YES | NO
VITREK | V74 | GROUND BOND SAFETY TESTER | 294 | 368 | 397 | YES | NO
VITREK | V79 | GROUND BOND SAFETY TESTER | 294 | 368 | 397 | YES | NO
VITRONICS | M520N | OVEN REFLOW | 378 | 473 | 510 | YES | NO | Accredited Up to +400oC
VJ ELECTRONICS | 1-48-00024 | THERMOCOUPLE | 126 | 158 | 170 | YES | NO
VJ ELECTRONICS | 1-91-30235 | FIXTURE, CALIBRATION AIR/AIR | 126 | 158 | 170 | YES | NO
VJ ELECTRONICS | 9006-3072-00 | TYPE K THERMOCOUPLE - DAILY TEST BOARD | 126 | 158 | 170 | YES | NO
VJ ELECTRONICS | 9049-1194-00 | DAILY TEST BOARD - THERMOCOUPLES | 126 | 158 | 170 | YES | NO
VJ ELECTRONICS | AE7528A | THERMOCOUPLE | 126 | 158 | 170 | YES | NO
VJ ELECTRONIX INC. | SUMMIT 1100 | TEMP CONTROLLER BGA MACHINE | 126 | 158 | 170 | YES | NO
VJ ELECTRONIX INC. | SUMMIT 1100LX | TEMP CONTROLLER BGA MACHINE | 126 | 158 | 170 | YES | NO
VLF INSTRUMENTS | PTS 75 | HIPOT TESTER | 378 | 473 | 510 | YES | NO | 75 KV (ACCRED TO 60KV)
VOLTECH | CL100 | CURRENT PROBE | 126 | 158 | 170 | YES | NO
VOLTECH | PM1000 | AC POWER ANALYZER | 294 | 368 | 397 | YES | NO
VOLTECH | PM1000+ | AC POWER ANALYZER | 294 | 368 | 397 | YES | NO
VOLTECH | PM1200 | AC POWER ANALYZER | 294 | 368 | 397 | YES | NO
VOLTECH | PM3000A | AC POWER ANALYZER | 294 | 368 | 397 | YES | NO
VOYAGER TECHNOLOGIES | 300 | ESD WRIST STRAP TESTER | 84 | 105 | NA | NO | NO
VOYAGER TECHNOLOGIES | SRM110 | ESD SURFACE RESISTANCE METER | 168 | 210 | 227 | YES | NO | MU on Res Rdgs <100 MW
VOYAGER TECHNOLOGIES | WSST300 | ESD WRIST STRAP TESTER | 84 | 105 | NA | NO | NO
V-TEK INC. | PC250 | RULER PARTS COUNTER | 69 | 86 | NA | NO | NO
V-TEK INC. | PT-35 | FORCE TESTER PEEL | 311 | 389 | NA | NO | NO
V-TEK INC. | VERSA II | RULER PARTS COUNTER | 69 | 86 | NA | NO | NO
VTG | .2860" | RING GAUGE NOGO | 69 | 86 | NA | NO | NO
VTG | .2880" | RING GAUGE GO | 69 | 86 | NA | NO | NO
VTG | 0.6250" | RING GAUGE MASTER CLASS ZZ | 69 | 86 | NA | NO | NO
VTG | 0.8125" | RING GAUGE MASTER CLASS ZZ | 69 | 86 | NA | NO | NO
VTG | 1 1/16-20 UN-2A LH | THREAD RING GAUGE NOGO | 69 | 86 | NA | NO | NO
VTG | 1/2-20 UNF-2A | THREAD RING GAUGE GO | 69 | 86 | NA | NO | NO
VTG | 1/4-20 UNC-2A | THREAD RING GAUGE GO NOGO | 69 | 86 | NA | NO | NO
VTG | 10-24 UNC-2A | THREAD RING GAUGE NOGO | 69 | 86 | NA | NO | NO
VTG | 10-32 UNF-2A | THREAD RING GAUGE GO | 69 | 86 | NA | NO | NO
VTG | 11/16-20 UN-2A | THREAD RING GAUGE GO NOGO | 69 | 86 | NA | NO | NO
VTG | 2.8100" | RING GAUGE PLAIN CLASS XX | 69 | 86 | NA | NO | NO
VTG | 5 3/8-32 UNS-2B | THREAD PLUG GAUGE GO | 69 | 86 | NA | NO | NO
VTG | 5/8-11 UNC-2A | THREAD RING GAUGE NOGO | 69 | 86 | NA | NO | NO
VTG | 6-32 UNC-2A | THREAD RING GAUGE GO | 69 | 86 | NA | NO | NO
VTG | 7/16-14 UNC-2A | THREAD RING GAUGE GO | 69 | 86 | NA | NO | NO
VTG | 7/8-14 UNF-3A | THREAD RING GAUGE NOGO | 69 | 86 | NA | NO | NO
VTG | 8-32 UNJC-3A | THREAD RING GAUGE GO | 69 | 86 | NA | NO | NO
VTG | M4.5x0.75-6g | THREAD RING GAUGE NOGO | 69 | 86 | NA | NO | NO
VTI INST/VXI TECH | VM1548 | TTL I/O MOD | 294 | 368 | NA | NO | NO
VTI INST/VXI TECH | VM2710A | DMM VXI | 336 | 420 | 454 | YES | NO
VTI INST/VXI TECH | VM3608A | VXI TECHNOLOGY WAVEFORM GENERATOR | 294 | 368 | 397 | YES | NO
VTI INST/VXI TECH | VM3618 | VXI TECHNOLOGY WAVEFORM GENERATOR | 294 | 368 | 397 | YES | NO
VTI INST/VXI TECH | VM3640 | FUNCTION GENERATOR | 462 | 578 | NA | NO | NO
VTI INST/VXI TECH | VM3640A | FUNCTION GENERATOR VXI | 462 | 578 | NA | NO | NO
VWR | 1166 | WATER BATH | 378 | 473 | NA | NO | NO
VWR | 1430 | OVEN | 378 | 473 | 510 | YES | NO | AMB to 260C
VWR | 1535 | INCUBATOR LARGE | 378 | 473 | 510 | YES | NO | Accredited Up to +400oC
VWR | 1620 | OVEN | 378 | 473 | 510 | YES | NO | AMB to 225C
VWR | 5000 | ORBITAL SHAKER | 336 | 420 | NA | NO | NO
VWR | 5756 | OVEN TEMP CHAMBER FREEZER | 420 | 525 | 567 | YES | NO | -86 C
VWR | 8000 | TACHOMETER | 168 | 210 | 227 | YES | NO | MU RPM using Time Mk on 5520A
VWR | 13309 | TEMP CHAMBER | 378 | 473 | 510 | YES | NO | Accredited Up to +400oC
VWR | 021421-00 | OVEN 0-31" HG | 378 | 473 | 510 | YES | NO | Accredited Up to +400oC
VWR | 10153-318 | Advanced Mini Block Heater | 336 | 420 | NA | NO | NO
VWR | 1350FM | OVEN | 378 | 473 | 510 | YES | NO | Accredited Up to +400oC
VWR | 1370FM | TEMPERATURE CHAMBER | 378 | 473 | 510 | YES | NO | Accredited Up to +400oC
VWR | 46610-048 | NON-CONTACT TACHOMETER | 168 | 210 | 227 | YES | NO | MU RPM using Time Mk on 5520A
VWR | 61070-135 | GLASS THERMOMETER | 0 | 0 | NA | NO | NO | DON'T ACCEPT LIQUID-IN GLASS
VWR | 62344-641 | TIMER | 126 | 158 | NA | NO | NO
VWR | 62344-734 | HUMIDITY TEMP METER | 242 | 303 | NA | NO | NO
VWR | 62379-531 | CALIPER | 69 | 86 | 93 | YES | NO
VWR | 82021-172 | THERMOMETER REFRIG/FREEZER DUAL | 336 | 420 | 454 | YES | NO
VWR | 89101-760 | HUMIDITY/BAROMETER/TEMP. | 242 | 303 | NA | NO | NO
VWR | 89203-042 | FOUR CHANNEL DIGITAL TIMER | 126 | 158 | NA | NO | NO
VWR | 89369-150 | TEMP METER THERMOCOUPLE | 168 | 210 | 227 | YES | NO
VWR | 89511-416 | Personal Low Temperature Incubator | 378 | 473 | 510 | YES | NO | Accredited Up to +400oC
VWR | 97025-630 | INCUBATOR | 294 | 368 | NA | NO | NO
VWR | 97043-992 | ULTRASONIC CLEANER | 210 | 263 | NA | NO | NO
VWR | ERV-30 | REFRIGERATOR | 420 | 525 | 567 | YES | NO
VWR | FFS-30 | FREEZER | 420 | 525 | 567 | YES | NO
VWR | HCUCBI-0204 | REFRIGERATOR | 420 | 525 | 567 | YES | NO
VWR | I5110D-VWR | Digital Incubator Personal sized | 378 | 473 | 510 | YES | NO | Accredited Up to +400oC
VWR | SHK-A4450 | ORBITAL SHAKER | 336 | 420 | NA | NO | NO
VWR | SI-P236 | Vortex-Genie Pulse Mixer | 336 | 420 | NA | NO | NO
VWR | STOPWATCH | TIMER STOPWATCH | 126 | 158 | NA | NO | NO
VWR | TSGP20/VWR | Precision Water Bath | 378 | 473 | NA | NO | NO
VWR | UNKNOWN | TIMER STOPWATCH | 126 | 158 | NA | NO | NO
VWR | VWR-1002E | Top Loaded Balance | 207 | 259 | NA | NO | NO
VWR | VWR-24B | ANALYTICAL BALANCE | 207 | 259 | NA | NO | NO
VWR INTERNATIONAL | 89094-730 | ANEMOMETER | 207 | 259 | NA | NO | NO
VWR Scientific Prod | 1330GM | OVEN | 378 | 473 | 510 | YES | NO | Accredited Up to +400oC
VWR Scientific Prod | 89369-150 | THERMOMETER | 336 | 420 | 454 | YES | NO
W.D.G. STRATOTHERM | 46673 | CRIMPER | 69 | 86 | NA | NO | NO
WAEKON | T2001A | PRESSURE GAUGE | 69 | 86 | NA | NO | NO
WAGNER | FD-1000 | FORCE GAUGE DIAL | 138 | 173 | NA | NO | NO
WAGNER | FDIX | FORCE GAUGE DIGITAL | 138 | 173 | NA | NO | NO
WAGNER | FDK20 | FORCE GAUGE DIAL | 138 | 173 | NA | NO | NO
WAGNER | FDK32 | FORCE GAUGE | 138 | 173 | NA | NO | NO
WAGNER | FDK40 | FORCE GAUGE DIAL | 138 | 173 | NA | NO | NO
WAGNER | FDK60 | FORCE GAUGE | 138 | 173 | NA | NO | NO
WAHL | 121 | TEMP PROBE THERMOCOUPLE SURFACE | 126 | 158 | 170 | YES | NO
WAHL | 11714 | HEAT PROBER CALIBRATOR | 210 | 263 | 284 | YES | NO
WAHL | 121HP | TEMPERATURE PROBE | 168 | 210 | 227 | YES | NO
WAHL | 123UTM | TEMP PROBE RTD | 168 | 210 | 227 | YES | NO
WAHL | 392 Series | TEMP METER RTD | 336 | 420 | 454 | YES | NO
WAHL | 392AHP | TEMPERATURE PROBE READOUT | 336 | 420 | 454 | YES | NO
WAHL | 392HPF | TEMP METER RTD | 336 | 420 | 454 | YES | NO
WAHL | 392MF | DIGITAL THERMOMETER | 336 | 420 | 454 | YES | NO
WAHL | 392VXC | TEMP METER RTD | 336 | 420 | 454 | YES | NO
WAHL | 392VXD | DIGITAL THERMOMETER | 336 | 420 | 454 | YES | NO
WAHL | HSICBB-P | BLACK BODY AMBIENT | 242 | 303 | NA | NO | NO
WAHL | ST2000 | SOLDER IRON TESTER | 168 | 210 | 227 | YES | NO
WAHL | ST2200C | SOLDERING IRON TESTER | 168 | 210 | 227 | YES | NO
WAHL | TM612 | TEMP METER RTD | 336 | 420 | 454 | YES | NO
WALDOM | W-HTR-2445A | CRIMPER | 69 | 86 | NA | NO | NO
WALLACE & TIERNAN | FU4882 | PRESSURE VACUUM GAUGE | 69 | 86 | NA | NO | NO
WANDEL & GOLTERMANN | OLP-18 | FIBER OPTIC POWER METER | 210 | 263 | NA | NO | NO
WANDEL & GOLTERMANN | OLP-18B | POWER METER OPTICAL | 210 | 263 | NA | NO | NO
WATERS | 651C-2 | TORQUE WATCH | 69 | 86 | 93 | YES | NO | Check Range. Accredited ONLY Up to 250 FtLbs
WATERS | 651C-3 | TORQUE WATCH | 69 | 86 | 93 | YES | NO | Check Range. Accredited ONLY Up to 250 FtLbs
WATERS | 651X-3 | TORQUE WATCH | 69 | 86 | 93 | YES | NO | Check Range. Accredited ONLY Up to 250 FtLbs
WATLOW | 93 | TEMP CONTROLLER | 126 | 158 | 170 | YES | NO
WATLOW | 97 | TEMP CONTROLLER | 126 | 158 | 170 | YES | NO
WATLOW | 922 | TEMP CONTROLLER | 126 | 158 | 170 | YES | NO
WATLOW | 965 | TEMP CONTROLLER | 126 | 158 | 170 | YES | NO
WATLOW | 981 | TEMP CONTROLLER | 126 | 158 | 170 | YES | NO
WATLOW | 840A | TEMP CONTROLLER | 126 | 158 | 170 | YES | NO
WATLOW | 945A-1CA2-AJAP | TEMP CONTROLLER | 126 | 158 | 170 | YES | NO
WATLOW | 96B1-DAAA-00GG | TEMP CONTROLLER | 126 | 158 | 170 | YES | NO
WATLOW | 97A0-DDDA-00RG | TEMP CONTROLLER | 126 | 158 | 170 | YES | NO
WATLOW | ARJEF0Q120VK000 | TEMP PROBE THERMOCOUPLE | 126 | 158 | 170 | YES | NO
WATLOW | EZ-ZONE PM | PM Panel Mount Controller | 126 | 158 | 170 | YES | NO
WATLOW | F4 | TEMP CONTROLLER | 126 | 158 | 170 | YES | NO
WATLOW | F4DH-KKKK-LLRG | TEMP CONTROLLER | 126 | 158 | 170 | YES | NO
WATLOW | F4T | PROCESS CONTROLLER | 126 | 158 | 170 | YES | NO
WATLOW | SD | TEMP CONTROLLER | 126 | 158 | 170 | YES | NO
WATLOW | SD3C | TEMP CONTROLLER | 126 | 158 | 170 | YES | NO
WATLOW | THERMOCOUPLE PROBE | TEMP PROBE THERMOCOUPLE | 126 | 158 | 170 | YES | NO
WATTS | 160 PSI | PRESSURE GAUGE | 69 | 86 | NA | NO | NO | 160 PSI
WATTS | TK-99E | PRESSURE GAUGE | 69 | 86 | NA | NO | NO | 15 PSI
WATTS | TK-9A | PRESSURE GAUGE | 69 | 86 | NA | NO | NO | 15 PSI
WAVECONTROL | WAVEMON RF-60 | PERSONAL RF MONITOR (Direct ONLY) | 210 | 263 | NA | NO | NO | DO NOT USE THIS PRICE FOR TEMPO UNITS
WAVETEK | 80 | FUNCTION GENERATOR | 210 | 263 | NA | NO | NO
WAVETEK | 171 | FUNCTION GENERATOR | 336 | 420 | NA | NO | NO
WAVETEK | 191 | FUNCTION GENERATOR | 336 | 420 | NA | NO | NO
WAVETEK | 271 | FUNCTION GENERATOR | 336 | 420 | NA | NO | NO
WAVETEK | 395 | FUNCTION GENERATOR | 336 | 420 | NA | NO | NO
WAVETEK | 801 | PULSE GENERATOR | 294 | 368 | NA | NO | NO
WAVETEK | 2030 | DMM HANDHELD | 126 | 158 | 170 | YES | NO
WAVETEK | 5021 | OTDR NV | 210 | 263 | NA | NO | NO
WAVETEK | 5022 | OTDR NV | 210 | 263 | NA | NO | NO
WAVETEK | 148A | FUNCTION GENERATOR | 336 | 420 | NA | NO | NO
WAVETEK | 182A | FUNCTION GENERATOR | 336 | 420 | NA | NO | NO
WAVETEK | 5021 NV | MEDIA TEST SET OTDR NV | 210 | 263 | NA | NO | NO
WAVETEK | 5022 NV | MEDIA TEST SET OTDR NV | 210 | 263 | NA | NO | NO
WAVETEK | 5023 MM | MEDIA TEST SET OTDR MM | 210 | 263 | NA | NO | NO
WAVETEK | 5026 DR | MEDIA TEST SET OTDR DR | 210 | 263 | NA | NO | NO
WAVETEK | 9100 NO OPT | CALIBRATOR MULTIFUNCTION | 1260 | 1575 | NA | NO | NO | No Scope (No OPT 250 or OPT 600)
WAVETEK | 9100 OPT 250 | CALIBRATOR MULTIFUNCTION | 1764 | 2205 | NA | NO | NO | 0.25 GHZ
WAVETEK | 9100 OPT 600 | CALIBRATOR MULTIFUNCTION | 1764 | 2205 | NA | NO | NO | 0.60 GHZ
WAVETEK | BDM40 | DIGITAL MULTIMETER | 168 | 210 | 227 | YES | NO
WAVETEK | FG3B | FUNCTION GENERATOR | 336 | 420 | NA | NO | NO
WAVETEK | RMS-225 | DMM HANDHELD | 126 | 158 | 170 | YES | NO
WAYNE KERR | 4110R | LCR METER | 336 | 420 | NA | NO | NO
WAYNE KERR | PMA3260A | PRECISION MAGNETICS ANALYZER | 420 | 525 | NA | NO | NO
WEBBER GAUGE | RS88MA1 | GAUGE BLOCK SET | 552 | 690 | NA | NO | NO | 88 PC
WEED INSTRUMENT | 103-01BH-A-3-C/N-006.0-00-Z072 | TEMP PROBE | 168 | 210 | 227 | YES | NO
WEIGH-TRONIX | 8200 | COUNTING SCALE | 124 | 155 | NA | NO | NO
WEIGH-TRONIX | PC-802-25 | COUNTING SCALE | 124 | 155 | NA | NO | NO
WEIGH-TRONIX | PC-802B | SCALE | 124 | 155 | NA | NO | NO
WEIGH-TRONIX | PC-810 | DIGITAL SCALE | 124 | 155 | NA | NO | NO
WEIGH-TRONIX | PC-905 SERIES | SCALE | 124 | 155 | NA | NO | NO | 10 to 100 LB
WEISS | 0-150 | TEMP METER THERMOMETER | 168 | 210 | NA | NO | NO
WEISS | 0-150°F | TEMP METER THERMOMETER | 168 | 210 | NA | NO | NO
WEISS | 0-240°F | TEMP METER THERMOMETER | 168 | 210 | NA | NO | NO
WEISS | 0-260° | TEMP METER THERMOMETER | 168 | 210 | NA | NO | NO
WEISS | 0-300° | TEMP METER THERMOMETER | 168 | 210 | NA | NO | NO
WEISS | 20FB-060 | DIAL TEMPERATURE GAGE | 168 | 210 | NA | NO | NO
WEISS | LT 4003 | OVEN TEMP CHAMBER | 378 | 473 | 510 | YES | NO | Accredited Up to +400oC
WEISS | RF-40 | OVEN TEMP CHAMBER FREEZER | 420 | 525 | 567 | YES | NO
WEKSLER | 1000 PSI | PRESSURE GAUGE | 69 | 86 | NA | NO | NO | 1000 PSI
WEKSLER | BM2-13-1 | TEMP METER THERMOMETER BIMETALLIC | 168 | 210 | 227 | YES | NO
WELLER | WA2000 | TEMP METER SOLDERING IRON | 126 | 158 | 170 | YES | NO
WELLER | WD1 | POWER UNIT | 126 | 158 | 170 | YES | NO
WELLER | WES 51 | TEMP METER SOLDERING IRON | 126 | 158 | 170 | YES | NO
WELLER | WTCPT | TEMP METER SOLDERING IRON | 126 | 158 | 170 | YES | NO
WEN | 10764 | CALIPER | 69 | 86 | 93 | YES | NO
WENZEL | 7158 | CMM SPHERE | 90 | 113 | NA | NO | NO
WENZEL | 24.9999mm | CMM SPHERE | 90 | 113 | NA | NO | NO
WENZEL | 25.0000mm | CMM SPHERE | 90 | 113 | NA | NO | NO
WENZEL | XORBIT87 | CMM | 380 | 475 | NA | NO | NO | Vendor Only. Check w SA Lab
WENZEL SMART II | 10-4-4 | CMM | 380 | 475 | NA | NO | NO | Vendor Only. Check w SA Lab
WERA | 7445 | TORQUE DRIVER | 69 | 86 | 93 | YES | NO | Check Range. Accredited ONLY Up to 250 FtLbs
WERA | 7446 | TORQUE SCREWDRIVER | 69 | 86 | 93 | YES | NO | Check Range. Accredited ONLY Up to 250 FtLbs
WERLATONE | C1795-10 | DUAL DIRECTIONAL COUPLER | 294 | 368 | NA | NO | NO
WERLATONE | C5725 | RF DIRECTIONAL COUPLER | 294 | 368 | NA | NO | NO
WERLATONE | C6187 | RF DIRECTIONAL COUPLER | 294 | 368 | NA | NO | NO
WESCORP | WSC110A | ESD WRIST STRAP TESTER | 84 | 105 | NA | NO | NO
WEST BEND | 40053 | TIMER | 126 | 158 | NA | NO | NO
WESTCOTT | 10414 | RULER STEEL | 69 | 86 | NA | NO | NO | 6 INCH
WESTCOTT | 10415 | RULER STEEL STAINLESS | 69 | 86 | NA | NO | NO | 12 INCH
WESTCOTT | 10416 | RULER STEEL | 69 | 86 | NA | NO | NO | 15 INCH
WESTCOTT | 10417 | RULER STEEL STAINLESS | 69 | 86 | NA | NO | NO | 18 INCH
WESTCOTT | 13097 | RULER STEEL | 69 | 86 | NA | NO | NO
WESTCOTT | 14119 | RULER STEEL | 69 | 86 | NA | NO | NO
WESTCOTT | 14121 | RULER STEEL | 69 | 86 | NA | NO | NO
WESTCOTT | 45012 | RULER PLASTIC | 69 | 86 | NA | NO | NO
WESTCOTT | 12" | RULER WOODEN | 69 | 86 | NA | NO | NO | 12 INCH
WESTCOTT | 12" RULER | RULER | 69 | 86 | NA | NO | NO | 12 INCH
WESTCOTT | R590-12 | RULER STEEL | 69 | 86 | NA | NO | NO | 12 INCH
WESTCOTT | R590-15 | RULER STEEL | 69 | 86 | NA | NO | NO
WESTCOTT | R590-18 | RULER STEEL | 69 | 86 | NA | NO | NO
WESTEK | SC102 | ESD WRIST STRAP TESTER | 84 | 105 | NA | NO | NO
WESTHOFF | 0-1" | INDICATOR DIAL | 69 | 86 | NA | NO | NO | 1 INCH
WESTHOFF | 1" | INDICATOR DIAL | 69 | 86 | NA | NO | NO | 1 INCH
WESTINGHOUSE | 140D481 | CIRCUIT BREAKER TEST SET | 252 | 315 | NA | NO | NO
WESTON | 304 | AC DC PANEL METER | 126 | 158 | 170 | YES | NO | METER ONLY
WESTON | 742 | AC DC PANEL METER | 126 | 158 | 170 | YES | NO | METER ONLY
WESTON | 919 | AC DC PANEL METER | 126 | 158 | 170 | YES | NO | METER ONLY
WESTON | 921 | AC DC PANEL METER | 126 | 158 | 170 | YES | NO | METER ONLY
WESTON | 1-0-1 | AC DC PANEL METER | 126 | 158 | 170 | YES | NO | METER ONLY
WESTON | 301-57 | AC DC PANEL METER | 126 | 158 | 170 | YES | NO | METER ONLY
WESTON | PRO VU 4 | PRESSURE CONTROLLER | 0 | 0 | NA | NO | NO | Refer to Transducer Pressure Range
WESTPORT | .750-28 UN-2B | THREAD PLUG GAUGE GO NOGO | 69 | 86 | NA | NO | NO
WESTPORT | .875-9 UNC-2B | THREAD PLUG GAUGE GO NOGO | 69 | 86 | NA | NO | NO
WESTPORT | 1 7/8-12 UNJ-3B | THREAD PLUG GAUGE GO NOGO | 69 | 86 | NA | NO | NO
WESTPORT | 1 9/16-18 UNEF-2B | THREAD PLUG GAUGE GO NOGO | 69 | 86 | NA | NO | NO
WESTPORT | 1.063-20 UNS-2B | THREAD PLUG GAUGE GO NOGO | 69 | 86 | NA | NO | NO
WESTPORT | 1/4-20 UNC-2B | THREAD PLUG GAUGE GO NOGO | 69 | 86 | NA | NO | NO
WESTPORT | 1/4-28 UNJF-3B | THREAD PLUG GAUGE GO NOGO | 69 | 86 | NA | NO | NO
WESTPORT | 10-32 UNF-3A | THREAD RING GAUGE GO NOGO | 69 | 86 | NA | NO | NO
WESTPORT | 2.625-16 UN-2A | THREAD RING GAUGE GO | 69 | 86 | NA | NO | NO
WESTPORT | 3.50-12 UN-2B | THREAD PLUG GAUGE GO NOGO | 69 | 86 | NA | NO | NO
WESTPORT | 3/4-16 UNJF-3B | THREAD PLUG GAUGE GO NOGO | 69 | 86 | NA | NO | NO
WESTPORT | 4-40 UNC-2B | THREAD PLUG GAUGE GO NOGO | 69 | 86 | NA | NO | NO
WESTPORT | 7/16-28 UNEF-2B | THREAD PLUG GAUGE GO NOGO | 69 | 86 | NA | NO | NO
WESTPORT | 9/16-18 UNJF-3B | THREAD PLUG GAUGE GO NOGO | 69 | 86 | NA | NO | NO
WESTWARD | 0-1 | MICROMETER | 69 | 86 | 93 | YES | NO | 1 INCH
WESTWARD | 0-1" | INDICATOR DIAL | 69 | 86 | NA | NO | NO | 1 INCH
WESTWARD | 0-24" | CALIPER LARGE | 104 | 130 | 140 | YES | NO | 24 INCH
WESTWARD | 12" | CALIPER | 69 | 86 | 93 | YES | NO | 12 INCH
WESTWARD | 12” | CALIPER | 69 | 86 | 93 | YES | NO | 12 INCH
WESTWARD | 13H897 | CRIMPER | 69 | 86 | NA | NO | NO
WESTWARD | 1AAU4 | CALIPER | 69 | 86 | 93 | YES | NO
WESTWARD | 1EZ22A | IR THERMOMETER | 168 | 210 | NA | NO | NO
WESTWARD | 22XX23 | CLAMP METER | 126 | 158 | 170 | YES | NO
WESTWARD | 24" | CALIPER LARGE | 104 | 130 | 140 | YES | NO | 24 INCH
WESTWARD | 2YND4 | HEIGHT GAUGE | 124 | 155 | NA | NO | NO | 18 INCH
WESTWARD | 2ZB46 | INFRARED THERMOMETER | 168 | 210 | NA | NO | NO
WESTWARD | 4DA94 | TORQUE WRENCH | 69 | 86 | 93 | YES | NO | 200 IN LB
WESTWARD | 4DA94/96 | TORQUE WRENCH | 69 | 86 | 93 | YES | NO | Check Range. Accredited ONLY Up to 250 FtLbs
WESTWARD | 4DA95 | TORQUE WRENCH | 69 | 86 | 93 | YES | NO | Check Range. Accredited ONLY Up to 250 FtLbs
WESTWARD | 4DA96 | TORQUE WRENCH | 69 | 86 | 93 | YES | NO | Check Range. Accredited ONLY Up to 250 FtLbs
WESTWARD | 4DA97 | TORQUE WRENCH | 69 | 86 | 93 | YES | NO | 250 IN LB
WESTWARD | 4KU75 | CALIPER | 69 | 86 | 93 | YES | NO
WESTWARD | 4KY18 | MICROMETER DEPTH SET | 138 | 173 | 186 | YES | NO | 6 Rods
WESTWARD | 4KY19 | CALIPER LARGE | 104 | 130 | 140 | YES | NO | 24 INCH
WESTWARD | 4YP95 | RULER TAPE MEASURE | 69 | 86 | NA | NO | NO
WESTWARD | 4YP97 | TORQUE WRENCH | 69 | 86 | 93 | YES | NO | Check Range. Accredited ONLY Up to 250 FtLbs
WESTWARD | 54TZ31A | INFRARED THERMOMETER | 168 | 210 | NA | NO | NO
WESTWARD | 5LD60 | CALIPER | 69 | 86 | 93 | YES | NO | 12 INCH
WESTWARD | 5URH0A | TACHOMETER | 168 | 210 | 227 | YES | NO | MU RPM using Time Mk on 5520A
WESTWARD | 6" | CALIPER | 69 | 86 | 93 | YES | NO | 6 INCH
WESTWARD | 6PAF4 | TORQUE DRIVER | 69 | 86 | 93 | YES | NO | Check Range. Accredited ONLY Up to 250 FtLbs
WESTWARD | 6PAG9 | TORQUE WRENCH | 69 | 86 | 93 | YES | NO | Check Range. Accredited ONLY Up to 250 FtLbs
WESTWARD | 6PAH9 | TORQUE WRENCH | 69 | 86 | 93 | YES | NO | Check Range. Accredited ONLY Up to 250 FtLbs
WESTWARD | 6XU79 | CALIPER LARGE | 104 | 130 | 140 | YES | NO | 24 INCH
WESTWARD | 6XU97 | PROTRACTOR DIGITAL | 69 | 86 | NA | NO | NO
WESTWARD | 8" | CALIPER | 69 | 86 | 93 | YES | NO | 8 INCH
WESTWARD | NONE | TORQUE WRENCH | 69 | 86 | 93 | YES | NO | Check Range. Accredited ONLY Up to 250 FtLbs
WHDZ | DT9205A | DMM HANDHELD | 126 | 158 | 170 | YES | NO
WHITE BOX INC. | CT485-AL | HUMIDITY TEMP CHART RECORDER | 242 | 303 | NA | NO | NO
WIDELL | 3/4-20 UNEF 2A | THREAD RING GAUGE GO | 69 | 86 | NA | NO | NO
WIDELL | M4x0.7-4H STI | THREAD PLUG GAUGE GO NOGO | 69 | 86 | NA | NO | NO
WIDELL | M5X0.5-6H | THREAD PLUG GAUGE GO NOGO | 69 | 86 | NA | NO | NO
WIHA | 2872 | TORQUE SCREWDRIVER | 69 | 86 | 93 | YES | NO | Check Range. Accredited ONLY Up to 250 FtLbs
WIHA | 25506 | VOLT DETECTOR | 168 | NA | NA | NO | NO
WIHA | KK154U | TORQUE SCREWDRIVER | 69 | 86 | 93 | YES | NO | Check Range. Accredited ONLY Up to 250 FtLbs
WIHA | M100DI | TORQUE DRIVER | 69 | 86 | 93 | YES | NO | Check Range. Accredited ONLY Up to 250 FtLbs
WIHA | MB4D7M | TORQUE DRIVER | 69 | 86 | 93 | YES | NO | Check Range. Accredited ONLY Up to 250 FtLbs
WIHA | ME84BM | TORQUE DRIVER | 69 | 86 | 93 | YES | NO | Check Range. Accredited ONLY Up to 250 FtLbs
WIHA TOOLS | 2852 | TORQUE SCREWDRIVER | 69 | 86 | 93 | YES | NO | 10 IN LB
WIKA | 4252943 | PRESSURE GAGE | 69 | 86 | NA | NO | NO
WIKA | 0-200PSI | PRESSURE GAUGE | 69 | 86 | NA | NO | NO | 200 PSI
WIKA | 0-30 in.Hg | PRESSURE GAUGE | 69 | 86 | NA | NO | NO
WIKA | 100 PSI | PRESSURE GAUGE | 69 | 86 | NA | NO | NO | 100 PSI
WIKA | 1000 PSI | PRESSURE GAUGE | 69 | 86 | NA | NO | NO | 1000 PSI
WIKA | 100PSI | PRESSURE GAUGE | 69 | 86 | NA | NO | NO | 100 PSI
WIKA | 15 PSI | PRESSURE GAUGE | 69 | 86 | NA | NO | NO | 15 PSI
WIKA | 2000 PSI | PRESSURE GAUGE | 69 | 86 | NA | NO | NO | 2000 PSI
WIKA | -30 INHG TO 30 PSI | PRESSURE VACUUM GAUGE | 69 | 86 | NA | NO | NO
WIKA | 30 PSI | PRESSURE GAUGE | 69 | 86 | NA | NO | NO | 30 PSI
WIKA | 300 PSI | PRESSURE GAUGE | 69 | 86 | NA | NO | NO | 300 PSI
WIKA | 3000 PSI | PRESSURE GAUGE | 69 | 86 | NA | NO | NO | 3000 PSI
WIKA | 4000 PSI | PRESSURE GAUGE | 69 | 86 | NA | NO | NO | 4000 PSI
WIKA | 60 PSI | PRESSURE GAUGE | 69 | 86 | NA | NO | NO | 60 PSI
WIKA | 600 PSI | PRESSURE GAUGE | 69 | 86 | NA | NO | NO | 600 PSI
WIKA | CED7000 | MULTIFUNCTION CALIBRATOR | 588 | 735 | 794 | YES | NO
WIKA | CEP6100 | PROCESS CALIBRATOR PRECISION | 336 | 420 | 454 | YES | NO
WIKA | CTI5000 | INFRARED BLACKBODY SOURCE | 336 | 420 | NA | NO | NO
WILCOXON RESEARCH | 731A | ACCELEROMETER | 154 | 193 | NA | NO | NO | DATA ONLY. Sens @ 100Hz
WILKINS | TG-5 | PRESSURE GAUGE | 69 | 86 | NA | NO | NO
WILLIAMS | HTW-4RCF | TORQUE WRENCH | 69 | 86 | NA | NO | NO | 600 FT LB
WILLTEK | HSA 9102B | RF SPECTRUM ANALYZER | 672 | 840 | NA | NO | NO
WILSON INSTRUMENTS | 4-TT | HARDNESS TESTER | 117 | 146 | NA | NO | NO
WILSON INSTRUMENTS | B523-T | ROCKWELL HARDNESS TESTER | 117 | 146 | NA | NO | NO
WILTRON | 6647A | RF SIGNAL GENERATOR SWEEP | 840 | 1050 | NA | NO | NO
WILTRON | 6647A-20 | RF SIGNAL GENERATOR SWEEP | 840 | 1050 | NA | NO | NO
WINCHESTER | MODEL 1 | PRESSURE GAUGE | 69 | 86 | NA | NO | NO | 3000 PSI
WINLAND ELECTRONICS INC | TA2-HLD | TEMP METER TEMPALERT MODULE | 168 | 210 | 227 | YES | NO
WINTER | 3/4-10 UNC-2B | THREAD PLUG GAUGE GO NOGO | 69 | 86 | NA | NO | NO
WINTERS | 100 PSI | PRESSURE GAUGE | 69 | 86 | NA | NO | NO | 100 PSI
WINTERS | 160 PSI | PRESSURE GAUGE | 69 | 86 | NA | NO | NO | 160 PSI
WINWAY | AATC2600080 | THERMAL CONTROL SYSTEM | 252 | 315 | 340 | YES | NO
WIXEY | 6" | CALIPER | 69 | 86 | 93 | YES | NO | 6 INCH
WIXEY | WR300 TYPE 2 | PROTRACTOR DIGITAL | 69 | 86 | NA | NO | NO
WOLFGANG WARMBIER | WT 5000 | ELECTROMETER | 168 | 210 | NA | NO | NO
WORKHORSE | 6" | CALIPER | 69 | 86 | 93 | YES | NO | 6 INCH
WORKING GAUGE | 3/4-16 UNF-2B | THREAD PLUG GAUGE GO NOGO | 69 | 86 | NA | NO | NO
WORKING GAUGE | 3/8-16 UNC-2B | THREAD PLUG GAUGE GO NOGO | 69 | 86 | NA | NO | NO
WORKSMART | 59274241 | PRESSURE GAGE 160 PSI | 69 | 86 | NA | NO | NO
WORKSMART | 160 PSI | PRESSURE GAGE 160 PSI | 69 | 86 | NA | NO | NO
WRIGHT TOOL | 2461 | TORQUE WRENCH | 69 | 86 | 93 | YES | NO | Check Range. Accredited ONLY Up to 250 FtLbs
WRIGHT TOOL | 3447 | TORQUE WRENCH | 69 | 86 | 93 | YES | NO | Check Range. Accredited ONLY Up to 250 FtLbs
WRIGHT TOOL | 3477 | TORQUE WRENCH | 69 | 86 | 93 | YES | NO | Check Range. Accredited ONLY Up to 250 FtLbs
WRIGHT TOOL | 4477 | TORQUE WRENCH | 69 | 86 | 93 | YES | NO | Check Range. Accredited ONLY Up to 250 FtLbs
WRIGHT TOOL | 4478 | TORQUE WRENCH | 69 | 86 | 93 | YES | NO | Check Range. Accredited ONLY Up to 250 FtLbs
WTOL | 4-40 UNC-2B STI | THREAD PLUG GAUGE GO NOGO | 69 | 86 | NA | NO | NO
X-4 | 38A | TORQUE LIMITER | 69 | 86 | 93 | YES | NO | Check Range. Accredited ONLY Up to 250 FtLbs
X-4 | 38B | TORQUE LIMITER | 69 | 86 | 93 | YES | NO | Check Range. Accredited ONLY Up to 250 FtLbs
XCELITE | ECP-100 | CRIMPER | 69 | 86 | NA | NO | NO
XELTEK | 3000 U | DC POWER SUPPLY DEVICE PROGRAMMER | 252 | 315 | 340 | YES | NO
XITRON TECHNOLOGIES | 2000IN | DC CURRENT CALIBRATOR | 336 | 420 | NA | NO | NO
XL MICROWAVE | 500 | FREQUENCY STANDARD RUBIDIUM | 504 | 630 | NA | NO | NO
XL MICROWAVE | 3080 | FREQ COUNTER MICROWAVE | 336 | 420 | NA | NO | NO
X-TECHNOLOGIES, INC | 10041100-100 | TEST INSTRUMENT ASSEMBLY | 672 | 840 | NA | NO | NO
YALE | 3 TONS | CHAIN HOIST | 173 | 216 | NA | NO | NO
YALE | 5 TONS | HOIST, CHAIN | 173 | 216 | NA | NO | NO
YALE | C85 | HOIST, CHAIN (A300) | 173 | 216 | NA | NO | NO
YALE | LVRH | CHAIN HOIST | 173 | 216 | NA | NO | NO
YALE | NONE | CHAIN HOIST | 173 | 216 | NA | NO | NO
YALE | PIL-LIFT | HOIST CHAIN | 173 | 216 | NA | NO | NO
YAMATAKE CORP | C315GA040500 | TEMP CONTROLLER | 126 | 158 | 170 | YES | NO
YAMATO | DK-63 | OVEN | 378 | 473 | 510 | YES | NO | AMB to +200C
YAMATO | DKN-302 | OVEN | 378 | 473 | 510 | YES | NO | 0 to 260 C
YAMATO | DKN-400 | OVEN | 378 | 473 | 510 | YES | NO | +5 to +260C
YAMATO | DKN-400R | OVEN | 378 | 473 | 510 | YES | NO | Accredited Up to +400oC
YAMATO | DKN-402 | OVEN | 378 | 473 | 510 | YES | NO | 0 to 260 C
YAMATO | DKN402C | FORCED CONVECTION OVEN | 378 | 473 | 510 | YES | NO | Accredited Up to +400oC
YAMATO | DKN-600 | OVEN | 378 | 473 | 510 | YES | NO | +5 to +260C
YAMATO | DKN-602 | OVEN | 378 | 473 | 510 | YES | NO | 0 to 260 C
YAMATO | DKN-602C | OVEN | 378 | 473 | 510 | YES | NO | +5 to +260C
YAMATO | DKN-612 | OVEN | 378 | 473 | 510 | YES | NO | 0 to 260 C
YAMATO | DKN-810 | OVEN | 378 | 473 | 510 | YES | NO | +5 to +260C
YAMATO | DKN-812 | OVEN | 378 | 473 | 510 | YES | NO | 0 to 260 C
YAMATO | DKN-910 | OVEN | 378 | 473 | 510 | YES | NO | +5 to +210C
YAMATO | DKN-912 | OVEN | 378 | 473 | 510 | YES | NO | 0 to 260 C
YAMATO | DVS600 | OVEN | 378 | 473 | 510 | YES | NO | +5 to +260C
YAMATO | DX302 | OVEN | 378 | 473 | 510 | YES | NO | 40 to 300C
YAMATO | DX302C | OVEN | 378 | 473 | 510 | YES | NO | 40 to 300C
YAMATO | DX402 | OVEN | 378 | 473 | 510 | YES | NO | 40 to 300C
YAMATO | DX402C | OVEN | 378 | 473 | 510 | YES | NO | 40 to 300C
YAMATO | DX602 | OVEN | 378 | 473 | 510 | YES | NO | 40 to 280C
YAMATO | DX602C | OVEN | 378 | 473 | 510 | YES | NO | 40 to 280C
YAMATO | PPC200W | SCALE | 124 | 155 | NA | NO | NO | 40 LB
YESCOM | DCP3010D | DC POWER SUPPLY | 168 | 210 | 227 | YES | NO
YIHUA | YH-302D | DC POWER SUPPLY | 168 | 210 | 227 | YES | NO
YOKOGAWA | 2531 | DIGITAL POWER METER | 420 | 525 | NA | NO | NO
YOKOGAWA | 7651 | DC POWER SUPPLY PRECISION SOURCE | 336 | 420 | 454 | YES | NO
YOKOGAWA | 700937 | CURRENT PROBE | 168 | 210 | NA | NO | NO
YOKOGAWA | 701855 | OSCILLOSCOPE PLUGIN | 252 | 315 | 340 | YES | NO | 0.001 GHZ
YOKOGAWA | 701933 | CURRENT PROBE | 168 | 210 | NA | NO | NO
YOKOGAWA | 720210 | ANALOG INPUT MODULE | 0 | 0 | NA | NO | NO | Cal'd only as part of DLxxx Mainframe.
YOKOGAWA | 760401 | DIGITAL POWER METER | 294 | 368 | 397 | YES | NO | Same as WT210
YOKOGAWA | 765101 | DC POWER SUPPLY PRECISION SOURCE | 336 | 420 | 454 | YES | NO
YOKOGAWA | 2433-02 | CLAMP METER AC POWER | 126 | 158 | 170 | YES | NO
YOKOGAWA | 253710/PZ4000 | AC POWER ANALYZER | 294 | 368 | 397 | YES | NO
YOKOGAWA | 3213A | INSULATION TESTER | 252 | 315 | 340 | YES | NO
YOKOGAWA | 530/01/S1 | IR THERMOMETER | 168 | 210 | NA | NO | NO
YOKOGAWA | 735133-G5-FCC/Z | OPTICAL ATTENUATOR MODULE | 210 | 263 | NA | NO | NO
YOKOGAWA | 7533-01 | DMM HANDHELD | 126 | 158 | 170 | YES | NO
YOKOGAWA | AQ1100D OLTS | OPTICAL LOSS TEST SET | 277 | 346 | NA | NO | NO
YOKOGAWA | AQ2200-331 | OPTICAL ATTENUATOR MODULE | 210 | 263 | NA | NO | NO
YOKOGAWA | AQ2202-331 | OPTICAL ATTENUATOR MODULE | 210 | 263 | NA | NO | NO
YOKOGAWA | CA71 | PROCESS CALIBRATOR MULTI FUNCTION | 336 | 420 | 454 | YES | NO
YOKOGAWA | DL708 | SCOPECORDER 8 CHANNEL | 504 | 630 | 680 | YES | NO | Mainfrm & 8 ch
YOKOGAWA | DL708E | SCOPECORDER 8 CHANNEL | 504 | 630 | 680 | YES | NO | Mainfrm & 8 ch
YOKOGAWA | DL716 | SCOPECORDER 16 CHANNEL | 588 | 735 | 794 | YES | NO | Mainfrm & 16 ch
YOKOGAWA | DL750 | SCOPECORDER 16 CHANNEL | 588 | 735 | 794 | YES | NO | Mainfrm & 16 ch
YOKOGAWA | DL750P | SCOPECORDER 16 CHANNEL | 588 | 735 | 794 | YES | NO | Mainfrm & 16 ch
YOKOGAWA | DL850 | SCOPECORDER 16 CHANNEL | 588 | 735 | 794 | YES | NO | Mainfrm & 16 ch
YOKOGAWA | DL850E | SCOPECORDER 16 CHANNEL | 588 | 735 | 794 | YES | NO | Mainfrm & 16 ch
YOKOGAWA | DL850EV | SCOPECORDER 16 CHANNEL | 588 | 735 | 794 | YES | NO | Mainfrm & 16 ch
YOKOGAWA | DL850V | SCOPECORDER 16 CHANNEL | 588 | 735 | 794 | YES | NO | Mainfrm & 16 ch
YOKOGAWA | DLM2022 | OSCILLOSCOPE PORTABLE | 252 | 315 | 340 | YES | NO | 0.20 GHZ
YOKOGAWA | DLM2024 | OSCILLOSCOPE PORTABLE | 252 | 315 | 340 | YES | NO | 0.20 GHZ
YOKOGAWA | DLM2032 | OSCILLOSCOPE PORTABLE | 252 | 315 | 340 | YES | NO | 0.35 GHZ
YOKOGAWA | DLM2034 | OSCILLOSCOPE PORTABLE | 252 | 315 | 340 | YES | NO | 0.35 GHZ
YOKOGAWA | DLM2052 | OSCILLOSCOPE PORTABLE | 252 | 315 | 340 | YES | NO | 0.50 GHZ
YOKOGAWA | DLM2054 | OSCILLOSCOPE PORTABLE | 252 | 315 | 340 | YES | NO | 0.50 GHZ
YOKOGAWA | GP10 Series | PAPERLESS RECORDER 3 CHANNEL | 0 | 0 | NA | NO | NO | NO CAL. Calibrate Modules
YOKOGAWA | GP20 Series | PAPERLESS RECORDER 10 CHANNEL | 0 | 0 | NA | NO | NO | NO CAL. Calibrate Modules
YOKOGAWA | GS610 | SOURCE MEASURE UNIT | 252 | 315 | 340 | YES | NO
YOKOGAWA | GS820 | SOURCE METER | 252 | 315 | 340 | YES | NO
YOKOGAWA | GX90WD Series | DIGITAL INPUT MODULE | 504 | NA | NA | NO | NO | LEVEL 4 ONLY
YOKOGAWA | GX90XA Series | ANALOG INPUT MODULE | 504 | 630 | 680 | YES | NO
YOKOGAWA | GX90XD Series | DIGITAL INPUT MODULE | 504 | NA | NA | NO | NO | LEVEL 4 ONLY
YOKOGAWA | GX90XP Series | DIGITAL INPUT MODULE | 504 | NA | NA | NO | NO | LEVEL 4 ONLY
YOKOGAWA | GX90YA Series | ANALOG INPUT MODULE | 504 | 630 | 680 | YES | NO
YOKOGAWA | GX90YD Series | DIGITAL INPUT MODULE | 504 | NA | NA | NO | NO | LEVEL 4 ONLY
YOKOGAWA | GX90YD Series | DIGITAL INPUT MODULE | 504 | NA | NA | NO | NO | LEVEL 4 ONLY
YOKOGAWA | HR2400 | TEMP CONTROLLER | 126 | 158 | 170 | YES | NO
YOKOGAWA | MY40 | MEGOHMMETER | 168 | 210 | 227 | YES | NO
YOKOGAWA | PX8000 | PRECISION POWER SCOPE | 420 | 525 | NA | NO | NO
YOKOGAWA | PZ4000 | AC POWER ANALYZER | 420 | 525 | 567 | YES | NO
YOKOGAWA | PZ4000/253710 | AC POWER ANALYZER | 420 | 525 | 567 | YES | NO
YOKOGAWA | SL1400 | SCOPECORDER LITE 16 CHANNEL | 588 | 735 | 794 | YES | NO | Mainfrm & 16 ch
YOKOGAWA | SR10001-2 | OVEN TEMPERATURE RECORDER | 294 | 368 | NA | NO | NO
YOKOGAWA | TX10 | TEMP METER THERMOCOUPLE | 168 | 210 | 227 | YES | NO
YOKOGAWA | TY720 | DMM HANDHELD | 126 | 158 | 170 | YES | NO
YOKOGAWA | UR10000 | CHART RECORDER TEMP | 252 | 315 | 340 | YES | NO
YOKOGAWA | WT130 | AC POWER ANALYZER | 294 | 368 | 397 | YES | NO
YOKOGAWA | WT1600 | AC POWER ANALYZER | 798 | 998 | 1077 | YES | NO
YOKOGAWA | WT1800 | PRECISION POWER ANALYZER SERIES | 0 | 0 | NA | NO | NO | Use WT180(x) for pricing
YOKOGAWA | WT1801 | HIGH PERFORMANCE POWER ANALYZER,1-CH | 420 | 525 | NA | NO | NO
YOKOGAWA | WT1802 | HIGH PERFORMANCE POWER ANALYZER,2-CH | 420 | 525 | NA | NO | NO
YOKOGAWA | WT1803 | HIGH PERFORMANCE POWER ANALYZER,3-CH | 420 | 525 | NA | NO | NO
YOKOGAWA | WT1804 | HIGH PERFORMANCE POWER ANALYZER,4-CH | 798 | 998 | NA | NO | NO
YOKOGAWA | WT1805 | HIGH PERFORMANCE POWER ANALYZER,5-CH | 798 | 998 | NA | NO | NO
YOKOGAWA | WT1806 | HIGH PERFORMANCE POWER ANALYZER,6-CH | 798 | 998 | NA | NO | NO
YOKOGAWA | WT210 | AC POWER ANALYZER | 294 | 368 | 397 | YES | NO
YOKOGAWA | WT230 | AC POWER ANALYZER | 294 | 368 | 397 | YES | NO
YOKOGAWA | WT3000 | PRECISION POWER ANALYZER | 420 | 525 | 567 | YES | NO
YOKOGAWA | WT310E | DIGITAL POWER METER | 420 | 525 | 567 | YES | NO
YOKOGAWA | WT333E | DIGITAL POWER METER | 420 | 525 | 567 | YES | NO
YOKOGAWA | WT500 | PRECISION POWER ANALYZER | 420 | 525 | 567 | YES | NO | With Installed modules
YORK MACHINERY | RS1019-5L | MICROMETER | 69 | 86 | 93 | YES | NO
YSI | 35 | CONDUCTIVITY METER | 138 | 173 | NA | NO | NO
YSI | 2100 | TEMP METER THERMOCOUPLE | 168 | 210 | 227 | YES | NO
YSI | 4000A | TEMP METER THERMOCOUPLE | 168 | 210 | 227 | YES | NO
YT METER | 6L2 | AMMETER ANALOG | 126 | 158 | 170 | YES | NO | METER ONLY
YUASA | 300-005 | INDICATOR DIAL | 69 | 86 | NA | NO | NO
ZEISS | E-35A | SURFACE PROFILOMETER | 276 | 345 | NA | NO | NO
ZEISS | SURFCOM 130A | SURFACE PROFILOMETER | 276 | 345 | NA | NO | NO
ZEISS | SURFCOM TOUCH 50 | PROFILOMETER | 276 | 345 | NA | NO | NO
ZHONGPAI | CR-V | TORQUE WRENCH | 69 | 86 | 93 | YES | NO | Check Range. Accredited ONLY Up to 250 FtLbs
ZTEC INSTRUMENTS | ZT4211-01 VXI | OSCILLOSCOPE VXI | 672 | 840 | 907 | YES | NO | 0.30 GHZ
ZTS | MBT-1 | PULSE LOAD MULTI-BATTERY TESTER | 168 | NA | NA | NO | NO